## PRELIMS
PRELIMINARIES | Unit | Rate
Supervision
Project Manager | wks | 2220
Visiting during External Works | wks | 1110
Site Foreman - Working 50% | wks | 1450
Site Engineer | wks | 1900
Engineering Equipment (EDM / Levelling Laser / Dumpy Level / Tripods etc) | wks | 375
Scaffolding
Scaffolder
Perimeter Edge Protection System | m/wks
Temporary Access Stairs & Barriers to Excavations | sum | 3500
Hoisting & Distribution
Lifting Equipment | sum | 3500
Concreting
Concrete Skips | wks | 128
Wash Out | wks | 128
Jet Wash | wks | 95
Storage
Site Store (21 x 8) | wks | 78
Site Office/Container | wks | 124.5
Skip Hire | no.
Testing
Concrete Cubes - making only | sum | 5.75
Concrete cube tank / moulds / shed | wks | 95
Other
Vans & Diesel | wks | 376
Haulage & Deliveries | sum | 7000
Health & Safety (RAMS, Lift Plans, Weekly H&S Pack, Visiting Manager) | item | 7500
Protection/PPE (Gloves & Glasses) | sum | 2500
Mobilisation/Demobilisation | no. | 1500
Total

## ATTENDENCES
ADDITIONAL ITEMS | Unit | Rate
PERSONNEL
Traffic Marshall - 1no. (Summer Works) | wks | 1100
MAIN ROAD MAINTENANCE
Wheel Washing | wks | 370
Road Sweeper | wks | 975
Waste Skip Hire | no.
Vacex for Working around trees/TPO Areas (Day Rate Only) | no. | 1800
Road Plates | item | 2995
Total

## Lookalike_sheet2
Trade Bill
From: Gilbert-Ash Ltd, Alan McCaul, 02890 664334, alan.mccaul@gilbert-ash.co.uk
Project: ESC2 Sports Centre (Stage4)
Trade: Subs, RC Concrete, Ext Wks and Drainage
SUBSTRUCTURES - 2005 - Piling New Building
| Description | Unit | Rate
BILL NR 2005 - SUBSTRUCTURES - PILING - NEW BUILDING SUB-BILL NR 2005.02 - SUBS - PILING ATTENDANCES GROUNDWORK D20 Excavating and filling Excavating NOTE NOTE 1: BCA HAVE TAKEN THE TOP OF THE PILING MAT AT19.850 ACROSS THE SITE AS AGREED WITH CONTRACTOR NOTE 2: EXISTING GL OF 19.350 IS STARTING LEVEL FOR PILING MAT REDUCE EXCAVATIONS NOTE 3: EXISTING SPOIL HEAP OF HAS SUFFIENT CAPACITY TO PROVIDE 100 THICK LAYER WITHIN PILING MAT AND REMAINDER OF PILING MAT TO BE IMPORTED To reduce levels
A | 0.25 m maximum depth from Existing site strip level 19.350 to Formation of piling mat 19.250; (Piling Mat 600 thick as agreed) | M3
Extra over excavation irrespective of depth for excavating
B | Below ground water level; (PRICING POINT - Ground water level not established) - NOT Measured in accordance with SMM7R | ITEM
C | Toxic/hazardous material; (PRICING POINT RISK ITEM ) - NOT Measured in accordance with SMM7R | ITEM
Extra over excavation irrespective of depth for breaking out
D | Brickwork blockwork or stonework; from existing FFL; (NOTE: Not sure if demolition contractor is removing all founds - PRICING POINT) - NOT Measured in accordance with SMM7R | ITEM
E | Concrete in foundations; (NOTE: Not sure if demolition contractor is removing all founds - PRICING POINT) - NOT Measured in accordance with SMM7R | ITEM
Earthwork support To faces of excavation
F | 1.00 m maximum depth; distance between opposing faces over 4m; in unstable ground; next roadways (piling mat) | M2
Page Total 2000/1/2
SUBSTRUCTURES - 2005 - Piling New Building
| Description | Unit | Rate
Disposal
A | Ground water; (PRICING POINT - Ground water level not established) | ITEM
B | Surface water | ITEM
Excavated material
C | Off site; (Reduce excavations for Piling mat) | M3
D | Off site; toxic/hazardous material; (PRICING POINT RISK ITEM) - NOT Measured in accordance with SMM7R | ITEM
Hardcore; imported 6f2; NO Spec; BCA assumed Filling to; make up levels
E | Over 250 average thick; obtained off site; depositing in layers 150 maximum thickness; (Piling mat) | M3
Hardcore; on-site 6f2; NO Spec; BCA assumed Filling to; make up levels
F | Over 250 average thick; obtained from on-site spoil heaps; depositing in layers 150 maximum thickness; (Piling mat) | M3
Surface treatments
G | Compacting; bottoms of excavations; (Piling mat excavation) | M2
H | Compacting; filling; with vibrating plate (Top of piling mat) | M2
D30 Cast in place concrete piling Cutting off tops of piles 450mm diameter
J | Total length; (100 Nr); piles | M | 64.59
Disposal Excavated material
K | Off-site | M3 | 46.55
Page Total 2000/1/3
SUBSTRUCTURES - 2005 - Piling New Building
| Description | Unit | Rate
Disposal Excavated material
A | Off site; toxic/hazardous material - Soil Investigation Report - PRICING POINT - to be removed in advance of works - RISK ITEM - NOT MEASURED IN ACCORDANCE WITH SMM7R | ITEM
Page Total 2000/1/4
SUBSTRUCTURES - 2005 - Piling New Building
| Description | Unit | Rate
Items extra over piling Breaking through obstructions
B | At individual 450mm diameter pile locations; (PRICING POINT) | ITEM
Page Total 2000/1/6
SUBSTRUCTURES - 2007 - Piling Existing Building
| Description | Unit | Rate
BILL NR 2007 - SUBSTRUCTURES - PILING - WITHIN EXISTING BUILDING SUB-BILL NR 2007.02 - SUBS - PILING ATTENDANCES GROUNDWORK D20 Excavating and filling Excavating NOTE NOTE 1: ALL OF THE FOLLOWING WORK IS CARRIED OUT INSIDE THE EXISTING BUILDING NOTE 2: BCA HAVE TAKEN THE TOP OF THE PILING MAT AT19.340 WITHIN THE EXISTING BUILDING NOTE 3. BCA HAVE ASSUMED THE DEMOLITION CONTRACTOR HAS REMOVED THE EXISTING RC FLOOR ETC DOWN TO TOP OF PROPOSED PILING MAT I.E. 19.340 WHICH IS THE STARTING LEVEL FOR PILING MAT REDUCE EXCAVATIONS NOTE 4: BCA HAVE ASSUMED THAT ALL OF THE PILING MAT WILL BE IMPORTED MATERIAL. To reduce levels
A | 1.0 m maximum depth from Demolition strip level 19.340 to Formation of piling mat 19.000; (Piling Mat 440 thick to be agreed) | M3
Extra over excavation irrespective of depth for excavating
B | Below ground water level; (PRICING POINT - Ground water level not established) - NOT Measured in accordance with SMM7R | ITEM
C | Toxic/hazardous material; (PRICING POINT RISK ITEM ) - NOT Measured in accordance with SMM7R | ITEM
Extra over excavation irrespective of depth for breaking out
D | Brickwork blockwork or stonework; from existing FFL; (NOTE: Not sure if demolition contractor is removing all founds - PRICING POINT) - NOT Measured in accordance with SMM7R | ITEM
E | Concrete in foundations; (NOTE: Not sure if demolition contractor is removing all founds - PRICING POINT) - NOT Measured in accordance with SMM7R | ITEM
Disposal
F | Ground water; (PRICING POINT - Ground water level not established) | ITEM
Page Total 2000/2/2
SUBSTRUCTURES - 2007 - Piling Existing Building
| Description | Unit | Rate
Disposal
A | Surface water | ITEM
Excavated material
B | Off site; (Reduce excavations for Piling mat) | M3
Hardcore; imported 6f2; NO Spec; BCA assumed Filling to; make up levels
C | Over 250 average thick; obtained off site; depositing in layers 150 maximum thickness; (Piling mat) | M3
Surface treatments
D | Compacting; bottoms of excavations; (Piling mat excavation) | M2
E | Compacting; filling; with vibrating plate (Top of piling mat) | M2
D30 Cast in place concrete piling Cutting off tops of piles 450mm diameter
F | Total length; (22 Nr); piles | M | 64.59
Disposal Excavated material
G | Off-site; BCA assumed pile length of 16 M (average) | M3 | 46.55
H | Off site; toxic/hazardous material - Soil Investigation Report - PRICING POINT - to be removed in advance of works - RISK ITEM - NOT MEASURED IN ACCORDANCE WITH SMM7R | ITEM | TBC
Page Total 2000/2/3
SUBSTRUCTURES - 2010 - Substructures New Building
| Description | Unit | Rate
BILL NR 2010 - SUBSTRUCTURES - NEW BUILDING SUB-BILL NR 2010.02 - SUBS - EXCAVATION ETC GROUNDWORK D20 Excavating and filling Excavating NOTES NOTE 1: LOCATION 1 IS ASSOCIATED WITH SSL AT 19.933 - SPORTS HALL NOTE 2: LOCATION 2 IS ASSOCIATED WITH SSL AT 20.200 - CHANGING/CLIMBING WALL & SERVICE TRENCH NOTE 3: LOCATION 3 IS ASSOCIATED WITH SSL AT 20.000 - SQUASH COURTS & ENTRANCE NOTE 4: LOCATION 4 IS ASSOCIATED WITH SSL AT 19.450 - SERVICE TRENCHES & PLANT ROOM BELOW SSL 20.050 to reduce levels
A | 0.25 m maximum depth; commencing at Location 1 - top of piling mat 19.850 to formation level 19.643 for SSL 19.933 | M3 | 18.99
B | 0.25 m maximum depth; commencing at Location 3 - top of piling mat 19.850 to formation level 19.750 for SSL 20.000 | M3 | 18.99
C | 1.00 m maximum depth; commencing at Location 2 - top of piling mat 19.850 to formation level 19.200 for Service Trench SSL 19.450 | M3 | 12.99
D | 1.00 m maximum depth; commencing at Location 4 - formation level of Location 3 19.750 to formation level 19.125 of Plant Room | M3 | 14.99
E | 1.00 m maximum depth; commencing at Location 4 - formation level of Location 3 19.750 to formation level 19.200 of Service trench | M3 | 12.99
F | 2.0 m maximum depth; commencing at Location 2 - top of piling mat 19.850 to formation level 18.720 for Climbing Wall Trench SSL 18.970 | M3 | 32.44
Pile caps and ground beams between pile caps
G | 1.00 m maximum depth; commencing at Location 1 Formation level of Slab 19.643 to formation level of Pile caps 19.143 | M3 | 32.44
Page Total 2000/3/2
SUBSTRUCTURES - 2010 - Substructures New Building
| Description | Unit | Rate
Pile caps and ground beams between pile caps
A | 1.00 m maximum depth; commencing at Location 2 Formation level of Climbing Wall Trench Slab 18.720 to formation level of Ground Beams 18.320 | M3 | 32.44
B | 1.00 m maximum depth; commencing at Location 2 Formation level of Service Trench Slab 19.200 to formation level of Ground Beams 18.350 | M3 | 27.67
C | 1.00 m maximum depth; commencing at Location 3 Formation level of Slab 19.750 to formation level of Ground Beams 19.350 | M3 | 27.67
D | 1.00 m maximum depth; commencing at Location 3 Formation level of Slab 19.750 to formation level of Thickening to Slab at Link Corridor) 19.500 | M3 | 27.67
E | 1.00 m maximum depth; commencing at Location 3 Formation level of Slab 19.750 to formation level of Isolated Pile caps 19.350 | M3 | 27.67
F | 1.00 m maximum depth; commencing at Location 4 Formation level of Service Trench Slab 18.820 to formation level of Ground Beams 18.495 | M3 | 27.67
G | 1.00 m maximum depth; commencing at Location 4 Formation level of Service Trench Slab 18.895 to formation level of Ground Beams 18.495 | M3 | 27.67
H | 1.00 m maximum depth; commencing at Location 4 Formation level of Slab 19.125 to formation level of Pile caps 18.900 | M3 | 27.67
J | 2.00 m maximum depth; commencing at Location 1 formation level 19.643 to formation level of Ground Beams 18.550 for SSL 19.933 | M3 | 27.67
K | 2.00 m maximum depth; commencing at Location 2 Top of piling mat 19.850 to formation level of Ground Beams 18.350 | M3 | 27.67
L | 2.00 m maximum depth; commencing at Location 2 Top of piling mat 19.850 to formation level of Ground Beams 18.550 | M3 | 27.67
M | 2.00 m maximum depth; commencing at Location 3 Formation of Slab 19.750 to formation level of Ground Beams 18.350 for SSL 20.000 | M3 | 27.67
Page Total 2000/3/3
SUBSTRUCTURES - 2010 - Substructures New Building
| Description | Unit | Rate
Pile caps and ground beams between pile caps
A | Depth unknown; commencing at Location unknown to formation level of CRANE BASE - PRICING POINT - See also Item for crane base in Piling Preliminaries | ITEM | 3363.49
Extra over excavation irrespective of depth for excavating
B | Below ground water level - RISK ITEM | ITEM | TBC
C | Toxic/hazardous material; as Noted on Engineers Drawings - Risk Only is Identified - PRICING POINT | ITEM | TBC
Working space allowance to excavations; backfilling with selected excavated material; (Material arising from Excavations within Piling Mat)
D | Pits; (Isolated Pile Caps) | M2 | 11.44
E | Reduce levels basements and the like | M2 | 11.44
F | Pile caps and ground beams between piles | M2 | 11.44
G | pits; (Crane Base - NOT SHOWN - PRICING POINT) | ITEM | 3441.91
Earthwork support To faces of excavation
H | 1.00 m maximum depth; distance between opposing faces not exceeding 2m; below ground water; in unstable ground - Isolated Pile Caps - Location 1,3 & 4 | M2 | 15.82
J | 1.00 m maximum depth; distance between opposing faces not exceeding 2m; below ground water; in unstable ground - Ground Beams - Location 2,3 & 4 | M2 | 15.82
K | 1.00 m maximum depth; distance between opposing faces 2 to 4m; below ground water; in unstable ground - Reduce Dig for Service Trenches - Location 2 & 4 | M2 | 15.82
L | 1.00 m maximum depth; distance between opposing faces over 4m; below ground water; in unstable ground - Reduce Dig - Location 1,2,3 & 4 | M2 | 15.82
M | 2.00 m maximum depth; distance between opposing faces not exceeding 2m; below ground water; in unstable ground - Ground Beams - Location 1 | M2 | 15.82
Page Total 2000/3/4
SUBSTRUCTURES - 2010 - Substructures New Building
| Description | Unit | Rate
Earthwork support To faces of excavation
A | 2.00 m maximum depth; distance between opposing faces not exceeding 2m; below ground water; in unstable ground - Ground Beams - Locations 2,3 & 4 | M2 | 15.82
B | 2.00 m maximum depth; distance between opposing faces 2 to 4m; below ground water; in unstable ground - PRICING POINT FOR LIFT BASE | ITEM | TBC
Disposal
C | Ground water | ITEM | TBC
D | Surface water | ITEM | 500
Excavated material
E | Off site | M3 | 46.55
F | On site spoil heaps | M3 | 11.25
G | Off site; toxic/hazardous material; - Soil Investigation Report - PRICING POINT - RISK ITEM NOT MEASURED IN ACCORDANCE WITH SMM7R | ITEM | TBC
Selected excavated material; obtained from on site spoil heaps;depositing in layers 150mm maximum thickness; (Material from Piling Mat - Location of items noted should Piling Mat material not deemed suitable for fill and imported hardcore require- Contractor design)) Filling to; excavations
H | Over 250 thick; (Side of Upstand below Ground) | M3 | 11.25
Filling to; make up levels
J | Not exceeding 250 thick; (Below slab at Location 2 - SSL 20.200) | M3 | 11.25
K | Not exceeding 250 average thick; (Regularising layer on piling mat) | M3 | 11.25
Surface treatments
L | Compacting; bottoms of excavations; with vibrating plate; (Bottom of isolated Pile caps) | M2 | 1.84
Page Total 2000/3/5
SUBSTRUCTURES - 2010 - Substructures New Building
| Description | Unit | Rate
Surface treatments
A | Compacting; bottoms of excavations; with vibrating plate; (Below Climbing Wall Slab between Ground Beams) | M2 | 2.44
B | Compacting; bottoms of excavations; with vibrating plate; (Below Service Trench Slab between Ground Beams) | M2 | 2.44
C | Compacting; bottoms of excavations; with vibrating plate; (Top of exposed piling mat prior to regulating layer) | M2 | 2.44
D | Compacting; bottoms of excavations; with vibrating plate; (bottom of Pile Caps & Ground Beams within Reduce Dig) | M2 | 2.44
E | Compacting; bottoms of excavations; with vibrating plate; (bottom of Pile Caps & Ground Beams within Filled Floors) | M2 | 2.44
F | Compacting; bottoms of excavations; with vibrating plate; (bottom of Reduce level excavation - Location 1,2 & 4) | M2 | 2.44
G | Compacting; surface of filling; with vibrating plate; blinding - (Filling to make up levels or top of reduce excavation within piling Mat - to Main Floor Slab at Locations 1,2,3 & 5) | M2 | 2.44
Page Total 2000/3/6
SUBSTRUCTURES - 2010 - Substructures New Building
| Description | Unit | Rate
SUB-BILL NR 2010.03 - SUBS - GENERALLY - CONCRETE ETC IN SITU CONCRETE / LARGE PRECAST CONCRETE E10 Mixing/casting/curing in situ concrete NOTES NOTE 1: MORTICES FOR HOLDING DOWN BOLT ASSEMBLIES; HIGH STRENGTH GROUT ETC INCLUDED WITH STEEL FRAME Plain Insitu concrete; Compressive strength: GEN 1 Aggregate: 20 mm maximum; Design chemical class: As noted; Consistence class: As noted; Chloride Class: as Engineers Spec E10/110A Beds
A | Not exceeding 150 thick; (Mud mat - Below Main Floor Slabs) | M3 | 197
B | Not exceeding 150 thick; (Mud mat - Below Floor Slabs to Service Trenches & Climbing Wall Trench) | M3 | 197
C | Not exceeding 150 thick; (Mud mat - Below Isolated Pile Caps) | M3 | 197
D | Not exceeding 150 thick; (Mud mat - Below Ground Beams) | M3 | 197
E | Not exceeding 150 thick; (Mud mat - Below Crane Base) - PRICING POINT | ITEM | 350
Reinforced Insitu concrete; Compressive strength: C32/40; Aggregate: 20 mm maximum; Design chemical class: As noted; Consistence class: As noted; Chloride Class: As noted; vibrated;; as Engineers Spec E10/112A Ground beams
F | Generally | M3 | 214.5
Isolated foundations
G | Generally; (Pile Caps and the like) | M3 | 214.5
H | Generally; (Pile Cap for Crane Base) | ITEM | 8891
Beds
J | 150 to 450 thick; (200 thick Main Slab - Location 2) | M3 | 214.5
K | 150 to 450 thick; (200 thick Main Slab - Location 3) | M3 | 214.5
Page Total 2000/3/7
SUBSTRUCTURES - 2010 - Substructures New Building
| Description | Unit | Rate
Beds
A | 150 to 450 thick; (200 thick Link Corridor Slab - Location 3) | M3 | 214.5
B | 150 to 450 thick; (300 thick Main Slab - Location 1) | M3 | 214.5
Upstands
C | Generally; (250 thick x 357 high) - Location 1 | M3 | 234.44
Reinforced Insitu concrete; Compressive strength: C32/40; Aggregate: 20 mm maximum; Design chemical class: As noted; Consistence class: As noted; Chloride Class: As noted; Waterproof additive; vibrated;; as Engineers Spec E10/112A Beds
D | 150 to 450 thick; (200 thick foming Climbing Wall Trench - Location 2) | M3 | 259.32
E | 150 to 450 thick; (200 thick fming Service Trench - Location 2 & 4) | M3 | 259.32
F | 150 to 450 thick; (275 thick - Climbing Wall Trench Location 4) | M3 | 259.32
Walls
G | 150 to 450 thick; (200 thick - W1 - Retaining wall - Top of Ground Beam to Underside of Floor Slab) | M3 | 280.7
H | 150 to 450 thick; (250 thick - W2 - Perimeter retaining wall - Top of Ground Beam to Underside of Floor Slab) | M3 | 284.7
J | 150 to 450 thick; (300 thick - W3 - Perimeter retaining wall - Top of Ground Beam to Underside of Floor Slab) | M3 | 284.7
K | 150 to 450 thick; (Projections to Walls - NOT measured in accordance with SMM7R) | M3 | 280.7
Upstands
L | Generally; (150 thick x 350 high - Location 3 - Link Corridor) | M3 | 302.16
M | Generally; (250 thick x 150 high - Location 2) | M3 | 302.16
Page Total 2000/3/8
SUBSTRUCTURES - 2010 - Substructures New Building
| Description | Unit | Rate
Upstands
A | Generally; (250 thick x 350 high - Location 3) | M3 | 302.16
B | Generally; (250 thick x 357 high - Location 1) | M3 | 302.16
C | Generally; (300 thick x 350 high - Location 3) | M3 | 302.16
D | Generally; (Projections to Upstands - NOT measured in accordance with SMM7R) | M3 | TBC
E20 Formwork for in situ concrete Formwork; Basic finish; As Engineers Spec E20/610 Sides of foundations
E | 500 to 1m high; (Isolated Pile Caps) | M | 27.67
F | Over 1m high; (Pile Cap at CRANE BASE - PRICING POINT) | ITEM | 1580
Sides of ground beams and edges of beds
G | Not exceeding 250 high; (Edge of 200 thick floor slab at external perimeter of Main Floor Slabs) | M | 11.9
H | Not exceeding 250 high; (Edge of 200 thick floor slab at internal perimeter; abutment of floors with different SSL and at openings of Main Floor Slabs) | M | 11.9
J | 250 to 500 high; (Edge of 275 thick floor slab at to base of Plant roomc) | M | 15.4
K | Not exceeding 250 high; (Edge of 200 thick floor slab at to base of Service Trenches and Climbing Wall etc) | M | 11.9
L | 250 to 500 high; (Edge of 300 thick floor slab at external perimeter of Main Floor Slab - Location 1) | M | 15.4
M | 250 to 500 high;(Edge of 300 thick floor slab at internal perimeter; abutment of floors with different SSL - Location 1) | M | 15.4
N | 500 to 1 m high; (Sides of Ground Beams - Generally) | M | 27.67
Sides of upstands
P | Not exceeding 250 high; (250 x 150 high - Location 2) | M | 11.9
Page Total 2000/3/9
SUBSTRUCTURES - 2010 - Substructures New Building
| Description | Unit | Rate
Sides of upstands
A | Not exceeding 250 igh; (150 high forming projections - Location 2) - NOT measured in accordance with SMM7R | M | 11.9
B | 250 to 500 high; (250 thick x 357 high - Internal Location 1) | M | 21.21
C | 250 to 500 high; (250 x 357 high - External - Location 1) | M | 21.21
D | 250 to 500 high; (357 high forming projections - Location 1) - NOT measured in accordance with SMM7R | M | 21.21
E | 250 to 500 high; (150 x 350 high - Location 3 - Link Corridor) | M | 21.21
F | 250 to 500 high; (250 x 350 high - Location 3) | M | 21.21
G | 250 to 500 high; (300 x 350 high - Location 3) | M | 21.21
H | 250 to 500 high; (350 high forming projections - Location 3) - NOT measured in accordance with SMM7R | M | 21.21
Walls
J | Vertical; to both sides; (both sides measured seperately) - 200 thick; (Retaining Walls - Ref W1) | M2 | 42.29
K | Vertical; to both sides; (both sides measured seperately) - 250 thick; (Retaining Walls - Ref W2) | M2 | 48.29
L | Vertical; to both sides; (both sides measured seperately) - 300 thick; (Retaining Walls - Ref W3) | M2 | 48.29
Columns attached to walls
M | Rectangular | M2 | 42.29
Suspended wall kickers
N | Suspended both sides; 150 high - 200 thick | M | 13.5
P | Suspended one side; 150 high - 250 thick | M | 13.5
Q | Suspended both sides; 150 high - 250 thick | M | 13.5
R | Suspended both sides; 150 high -- 300 thick | M | 13.5
Page Total 2000/3/10
SUBSTRUCTURES - 2010 - Substructures New Building
| Description | Unit | Rate
E30 Reinforcement for in situ concrete Reinforcement bars; As Architects Spec E30.150; to BS4449; including hooks; tying wire; spacers and chairs; as Engineers Notes; NOT measured in accordance with SMM7R Bars
A | Variable nominal size; straight; bent; etc; (Ground Beams - 190kg/M3 as ???????) | T | 1379
B | Variable nominal size; straight; bent; etc; (Isolated Pile Cap - 160kg/M3 as ???????) | T | 1379
C | Variable nominal size; straight; bent; etc; (Beds - 165kg/M3 as ???????) | T | 1379
D | Variable nominal size; straight; bent; etc; (Retaining walls - 150kg/M3 as ???????) | T | 1379
E | Variable nominal size; straight; bent; etc; (Attached columns within Upstamds - 310kg/M3 as ???????) | T | 1379
F | Variable nominal size; straight; bent; etc; (Attached columns within walls - 310kg/M3 as ???????) | T | 1379
G | Variable nominal size; straight; bent; etc; (Upstands - 120kg/M3 as ??????) | T | 1379
H | Variable nominal size; straight; bent; etc; (CRANE BASE - PRICING POINT) | ITEM | 4741.5
E40 Designed joints in situ concrete Joints; movement and similar joints; as Engineers Spec E40 - NO Spec ; Contractors design Plain
J | 200 - 300 wide; (200 thick slab) - PRICING POINT | ITEM | 2676
K | 300 - 400 wide; (300 thick slab) - PRICING POINT | ITEM | 2766
Joints; hydrophillic joint; as Engineers Spec E40 - NO Spec Contractors design Plain
L | 150 to 300 wide; horizontal; (200 thick Internal walls - Ref W1) | M | 52.14
Page Total 2000/3/11
SUBSTRUCTURES - 2010 - Substructures New Building
| Description | Unit | Rate
Joints; hydrophillic joint; as Engineers Spec E40 - NO Spec Contractors design Plain
A | External angles | NR | 10.5
B | Internal angles | NR | 10.5
C | 150 to 300 wide; horizontal; (250 thick External walls - Ref W2) | M | 52.14
D | External angles | NR | 10.5
E | Internal angles | NR | 10.5
F | Intersections | NR | 10.5
G | 150 to 300 wide; horizontal; (250 thick Internal walls - Ref W2) | M | 52.14
H | External angles | NR | 10.5
J | Internal angles | NR | 10.5
K | Intersections | NR | 10.5
L | 150 to 300 wide; horizontal; (300 thick External Walls) | M | 52.14
M | External angles | NR | 10.5
N | Internal angles | NR | 10.5
P | Intersections | NR | 10.5
Q | 150 to 300 wide; horizontal; (300 thick Service Trenches and Climbing Wall Trench) | M | 52.14
R | External angles | NR | 10.5
S | Internal angles | NR | 10.5
E41 Worked finishes/Cutting to in situ concrete Worked finishes Manual tamping; NO Architects Spec
T | Generally; (Mud mat - below Main Floor) | M2 | 2.96
U | Generally; (Mud mat - below Isolated Pile Cap) | M2 | 2.96
Page Total 2000/3/12
SUBSTRUCTURES - 2010 - Substructures New Building
| Description | Unit | Rate
E41 Worked finishes/Cutting to in situ concrete Worked finishes Manual tamping; NO Architects Spec
A | Generally; (Mud mat - below Ground Beams) | M2 | 2.96
B | Generally; (Mud mat - below Service Trenches & Climbing Wall Trench) | M2 | 2.96
C | Generally; (Mud mat - below Crane Base) | ITEM | 50
Power float finish; NO Architects Spec E41
D | Generally; (Top of 200 thick Main Floor) | M2 | 11.99
E | Generally; (Top of 200 thick Service Trench & Climbing Wall Trench Beds) | M2 | 10.8
F | Generally; (Top of 300 thick Main Floor) | M2 | 11.99
Smooth float finish; as Engineers Spec E41.310
G | Generally; (Top of Isolated Pile Caps) | M2 | 2.96
H | Generally; (Top of Ground Beams) | M2 | 2.96
J | Generally; (Top of Upstands) | M2 | 10.8
K | Generally; (Top of 250 & 300 wall - Exposed at External Perimeter of Serrvice Trench and Climbing Wall Trench | M2 | 10.8
L | Generally; (Top of Crane Base) | ITEM | 140
Surface hardener; NO Architects Spec E41
M | Generally; (Top of 200 thick Main Floor - Assumed by BCA - PRICING POINT) | M2 | 1.84
N | Generally; (Top of 300 thick Main Floor - Assumed by BCA - PRICING POINT) | M2 | 1.84
Page Total 2000/3/13
SUBSTRUCTURES - 2010 - Substructures New Building
| Description | Unit | Rate
SUB-BILL NR 2010.05 - SUBS - GENERALLY - MASONRY; INSULATION ETC - EXISTING BUILDING IN SITU CONCRETE / LARGE PRECAST CONCRETE E10 Mixing/casting/curing in situ concrete High strength non-shrink mortar; Contractor Design Beds; (Plinth to masonry wall)
A | Not exceeding 150 thick; (Thickness varies assume 75 thick); as Detail 1 & 2 on Dwg ESSC-HAL-03-GF-DR-A-6006 Rev C01 - (Sports Hall) | M3 | 250
B | Not exceeding 150 thick; (Thickness varies assume 75 thick); as Detail 1 & 2 on Dwg ESSC-HAL-03-GF-DR-A-6006 Rev C01 - (Climbing Wall etc) | M3 | 250
C | Not exceeding 150 thick; (Thickness varies assume 100 thick); as Detail 1 & 2 on Dwg ESSC-HAL-03-GF-DR-A-6006 Rev C01 - (Squash Courts etc) | M3 | 250
E20 Formwork for in situ concrete Formwork; Basic finish at the discretion of contractor Sides of ground beams and edges of beds
D | Not exceeding 250 high; (Assumed average 75 high - Sports Hall) | M | 11.9
E | Not exceeding 250 high; (Assumed average 75 high - Climbing Wall etc) | M | 11.9
F | Not exceeding 250 high; (Assumed average 100 high - Climbing Wall etc) | M | 11.9
E41 Worked finishes/Cutting to in situ concrete Worked finishes; as Spec E41 Trowelling
G | Generally; (Top of high strength mortar plinth) - Sports Hall | M2 | 10.8
H | Generally; (Top of high strength mortar plinth) - Climbing Wall etc | M2 | 10.8
J | Generally; (Top of high strength mortar plinth) - Squash Courts etc | M2 | 10.8
Page Total 2000/3/16
SUBSTRUCTURES - 2010 - Substructures New Building
| Description | Unit | Rate
WATERPROOFING J40 Flexible sheet tanking/damp proof membranes NOTES: NOTE 4: NO ALLOWANCE MADE FOR TANKING WITHIN EXTERNAL WALLS Vapour barrier; seperating layer; single layer laid loose; 150 laps taped and jointed; as Spec to be confirmed - Contractor design Plain areas
A | Horizontal; to insulation; (Main Floor Areas) | M2
B | Horizontal; to insulation; Within Climbing Wall Trench | M2
C | Horizontal and vertical angles; etc - PRICING POINT) - NOT measured in accordance with SMM7R | ITEM
Damp Proof Membrane; seperating layer; single layer laid loose; 150 laps taped and jointed; as Spec to be confirmed - Contractor design Plain areas
D | Horizontal; to concrete (Mudmat of Main Floor Areas) | M2
E | Horizontal; to concrete (Mudmat below Ground Beams) | M2
F | Horizontal; to concrete (Mudmat below Service Trench & Climbing Wall Beds) | M2
G | Horizontal; to concrete (Mudmat below isolated Pile Caps) | M2
H | Horizontal; to concrete (Top of Ground Beams) | M2
J | Horizontal; to concrete (Top of Upstands) | M2
K | Horizontal; to concrete (Top of Walls) | M2
L | Vertical; to concrete (Perimeter Edge of Main Floor Areas and at steps in levels beteen floors) | M2
M | Vertical; to concrete (Perimeter Edge of Main Plant Room, Service Trench & Climbing Wall Beds) | M2
N | Vertical; to concrete (Sides of Ground Beams) | M2
Page Total 2000/3/23
SUBSTRUCTURES - 2010 - Substructures New Building
| Description | Unit | Rate
Damp Proof Membrane; seperating layer; single layer laid loose; 150 laps taped and jointed; as Spec to be confirmed - Contractor design Plain areas
A | Vertical; to concrete (Sides of Isolated Pile Caps) | M2
B | Vertical; to concrete (Sides of Upstands) | M2
C | Vertical; to concrete (Sides of Walls) | M2
BUILDING FABRIC SUNDRIES P10 Sundry insulation/proofing work/fire stops Board or slab insulation; Foamglass load bearing insulation; Contractor Design Plain areas 140 thick; to concrete; vertical; (As Typical Details on Dwg ESSC-HAL-SSC1-ZZ-DR-A-6000 Rev C01) - NOTE: Included within MASONRY Board or slab insulation; Rockwool RockFlor; Contractor Design Plain areas
D | 50 thick; to Insulation; horizontal | M2
E | 50 thick; to concrete; horizontal | M2
F | 80 thick; to concrete; horizontal | M2
G | 100 thick; to concrete; horizontal | M2
H | At Door Thresholds and the like - NO DETAIL - PRICING POINT | ITEM
Page Total 2000/3/24
SUBSTRUCTURES - 2020 - Substructures Existing Building
| Description | Unit | Rate
BILL NR 2020 - SUBSTRUCTURES - EXISTING BUILDING SUB-BILL NR 2020.02 - SUBS - EXCAVATIONS ETC - EXISTING BUILDING GROUNDWORK D20 Excavating and filling Excavating NOTES NOTE 1: LOCATION 6 IS ASSOCIATED WITH SSL AT 19.342 - WHITLEY HALL NOTE 2: LOCATION 7 IS ASSOCIATED WITH SSL AT 19.942 - WHITLEY HALL NOTE 3: LOCATION 8 IS ASSOCIATED WITH ISOLATED SLAB BELOW STEPS TO RIFLE RANGE AT 19.800 - WHITLEY HALL NOTE 4: LOCATION 9 IS ASSOCIATED WITH REPLACING GYM STORE SLAB AT 20.200 - WHITLEY HALL NOTE 5: LOCATION 10 IS ASSOCIATED WITH REPLACING COLLENADE SLAB & STORE SLAB AT 20.200 - WHITLEY HALL NOTE 6: LOCATION 11 IS ASSOCIATED WITH REPLACING PART OF COLLENADE SLAB AT 19.710 - WHITLEY HALL to reduce levels
A | 0.25 m maximum depth; commencing at Location 6 - top of piling mat 19.340 to formation level 19.252 for SSL 19.542 | M3 | 26.24
B | 1 m maximum depth; commencing at Location 8 - Strip level (After Floor removed by Others) 19.850 to formation level 19.350 | M3 | 26.24
C | 1 m maximum depth; commencing at Location 9 - Strip level (After Floor removed by Others - Gym Store) of 20.200 to Formation level 19.750 | M3 | 26.24
D | 1 m maximum depth; commencing at Location 11 - Strip level (After Floor removed by Others) of 19.710 to Formation level 19.260 | M3 | 26.24
Pits
E | 1 m maximum depth; commencing at Strip level 19.500 to formation level 18.750 | M3 | 26.67
Page Total 2000/4/2
SUBSTRUCTURES - 2020 - Substructures Existing Building
| Description | Unit | Rate
Pile caps and ground beams between pile caps
A | 1.00 m maximum depth; commencing at Location 6 reduce level 19.292 to formation level of Ground Beams GB03,07 & 10 - 18.892 for SSL 19.542 | M3 | 26.67
B | 1.00 m maximum depth; commencing at Location 7 top of piling mat 19.340 to formation level of Ground Beams GB01 - 19.242 for SSL 19.942 | M3 | 26.67
C | 1.00 m maximum depth; commencing at Location 7 top of piling mat 19.340 to formation level of Ground Beams GB02 19.042 for SSL 19.942 | M3 | 26.67
D | 1.00 m maximum depth; commencing at Location 10 top of reduce dig 19.600 to formation level of Ground Beams GB11 19.100 for SSL 20.200 | M3 | 26.67
Trenches exceeding 300 wide
E | 1.00 m maximum depth; commencing at reduce level 19.650 in Location 10 for SSL 20.200; Next to existing building; (Detail A) | M3 | 34.55
Extra over excavation irrespective of depth for excavating
F | Below ground water level - RISK ITEM | ITEM | TBC
G | Toxic/hazardous material; as Noted on Engineers Drawings - Risk Only is Identified - PRICING POINT | ITEM | TBC
Working space allowance to excavations; backfilling with selected excavated material; (Material arising from Excavations within Piling Mat)
H | Pile caps and ground beams between piles | M2 | 14.55
J | Pits | M2 | 11.44
K | Reduce level; (At Floor 19.710 and 19.800) | M2 | 11.44
L | Trenches | M2 | 11.44
Page Total 2000/4/3
SUBSTRUCTURES - 2020 - Substructures Existing Building
| Description | Unit | Rate
Earthwork support To faces of excavation
A | 1.00 m maximum depth; distance between opposing faces not exceeding 2m; below ground water; in unstable ground - Ground Beams | M2 | 14.55
B | 1.00 m maximum depth; distance between opposing faces not exceeding 2m; below ground water; in unstable ground - Service Pit | M2 | 14.55
C | 1.00 m maximum depth; distance between opposing faces not exceeding 2m; below ground water; in unstable ground - Trench against existing | M2 | 14.55
D | 1.00 m maximum depth; distance between opposing faces not exceeding 2m; below ground water; in unstable ground; next existing building - Trench for GB11 | M2 | 14.55
E | 1.00 m maximum depth; distance between opposing faces 2 to 4m; below ground water; in unstable ground - Reduce dig | M2 | 14.55
F | 1.00 m maximum depth; distance between opposing faces 2 to 4m; below ground water; in unstable ground - Service Pit | M2 | 14.55
G | 1.00 m maximum depth; distance between opposing faces 2 to 4m; below ground water; in unstable ground - Trench for GB11 | M2 | 14.55
Disposal
H | Ground water | ITEM | TBC
J | Surface water | ITEM | 500
Excavated material
K | Off site | M3 | 46.55
L | On site spoil heaps | M3 | 18.44
M | Off site; toxic/hazardous material; - Soil Investigation Report - PRICING POINT - RISK ITEM NOT MEASURED IN ACCORDANCE WITH SMM7R | ITEM | TBC
Page Total 2000/4/4
SUBSTRUCTURES - 2020 - Substructures Existing Building
| Description | Unit | Rate
Hardcore; MOT1; obtained off site;depositing in layers 150mm maximum thickness; Contractor design Filling to; make up levels
A | Over 250 thick; (Below slab at Location 7 - SSL 19.942) | M3 | 79.95
B | Over 250 thick; (Below slab at Location 9,10,11 - New Collenade Slab & slab to stores) | M3 | 79.95
Selected excavated material; obtained from on site spoil heaps;depositing in layers 150mm maximum thickness; (Material from Piling Mat - Location of items noted should Piling Mat material not deemed suitable for fill and imported hardcore require- Contractor design)) Filling to; make up levels
C | Over 250 thick; (Below slab at Location 7 - SSL 19.942) | M3 | 18.44
D | Not exceeding 250 average thick; (Regularising layer on piling mat to Location 6) | M3 | 18.44
Surface treatments
E | Compacting; bottoms of excavations; with vibrating plate; (Top of piling mat prior to regulating layer and filling - Location 6 & 7) | M2 | 1.84
F | Compacting; bottoms of excavations; with vibrating plate; (Location 8,9,10 & 11) | M2 | 1.84
G | Compacting; bottoms of excavations; with vibrating plate; (Bottom of Pile Caps & Ground Beams) | M2 | 1.84
H | Compacting; bottoms of excavations; with vibrating plate; (Bottom of Service Pit) | M2 | 1.84
J | Compacting; bottoms of excavations; with vibrating plate; (Bottom of Trench abutting existing collenade wall) | M2 | 1.84
K | Compacting; surface of filling; with vibrating plate; blinding - (Filling to make up levels - Replacement floor at Location 8,9,10 & 11) | M2 | 1.84
Page Total 2000/4/5
SUBSTRUCTURES - 2020 - Substructures Existing Building
| Description | Unit | Rate
Surface treatments
A | Compacting; surface of filling; with vibrating plate; blinding - (Filling to make up levels or top of regulating layer to reduce dig within piling Mat - to Main Floor Slab at Locations 6 & 7) | M2 | 1.84
D50 Underpinning Limits
B | Length carried out in one operation is not to exceed 1m | ITEM | 350
C | The maximum number of sections exposed at any one time is to be 4 | ITEM | 350
Temporary support for existing structures Supporting at location of Detail B
D | Contractor Design ; making good - PRICING POINT | ITEM | 5000
Excavating Preliminary trenches
E | 1.00 m maximum depth; from one side only; commencing at 19.650 | M3 | 56.54
Underpinning pits
F | 1.00 m maximum depth; from one side only; commencing at 19.650 | M3 | 81.84
Extra over excavation irrespective of depth for excavating
G | Below water level - PRICING POINT | ITEM | TBC
Earthwork support To faces of preliminary trenches
H | 1.00 m maximum depth; distance between opposing faces not exceeding 2m; below ground water level; in unstable ground; next to existing buildings | M2 | 10.31
Page Total 2000/4/6
SUBSTRUCTURES - 2020 - Substructures Existing Building
| Description | Unit | Rate
To faces of underpinning pits
A | 1.00 m maximum depth; distance between opposing faces not exceeding 2m; below ground water level; in unstable ground; next to existing buildings | M2 | 15.65
Work to existing Cutting away projecting foundations
B | Brick footings course x 3 | M | 44.56
Preparing the underside of new work to receive pinning up of new work
C | 430 thick brickwork | M | 114.17
Disposal
D | Ground water | ITEM | TBC
E | Surface water | ITEM | 250
Excavated material
F | Off site | M3 | 64.95
Surface treatments Compacting bottoms of excavations
G | Generally | M2 | 5
Plain insitu concrete; Gen 1; 20mm aggregate; as Engineers Spec E10/110A Beds
H | Not exceeding 150 thick; (Mud Mat) | M3 | 244.55
Reinforced concrete; Designation 32/40; 20mm aggregate: water resistant additive; vibrated; as Engineers Spec E10/112A Foundations
J | 150 to 450 thick | M3 | 389.66
Page Total 2000/4/7
SUBSTRUCTURES - 2020 - Substructures Existing Building
| Description | Unit | Rate
Formwork; basic finsih at discretion of contractor; as Engineers Spec E10/610 Sides of foundations
A | Not exceeding 250 high | M | 11.9
Reinforcement; bars; complete with all laps; tying wire; stool supports etc; as Engineers Spec E30/150; NOT MEASURED IN ACCORDANCE WITH SMM7R Bars
B | Various sizes; straight and bent; (Foundations BCA assumed 180kg/m3) | T | 1379
C | extra over for couplers to reinforcement bars to facilitate the hit and miss seuence of works. | ITEM | 3607.2
Worked finishes to in-situ concrete; as Engineers Spec E41 Finishing
D | Ordinary finish; as Engineers Spec E41/165A | M2 | 10.8
Page Total 2000/4/8
SUBSTRUCTURES - 2020 - Substructures Existing Building
| Description | Unit | Rate
SUB-BILL NR 2020.03 - SUBS - CONCRETE ETC - EXISTING BUILDING IN SITU CONCRETE / LARGE PRECAST CONCRETE E10 Mixing/casting/curing in situ concrete Plain Insitu concrete; Compressive strength: GEN 1 Aggregate: 20 mm maximum; Design chemical class: As noted; Consistence class: As noted; Chloride Class: as Engineers Spec E10/110A Beds
A | Not exceeding 150 thick; (Mud mat - Below Main Floor Slabs - Location 6 & 7) | M3 | 197
B | Not exceeding 150 thick; (Mud mat - Below Main Floor Slabs - Location 8,9,10 & 11) | M3 | 197
C | Not exceeding 150 thick; (Mud mat - Below Foundation abutting existiing collenade wall) | M3 | 197
D | Not exceeding 150 thick; (Mud mat - Below Ground Beams) | M3 | 197
E | Not exceeding 150 thick; (Mud mat - Below Service Pit Base) | M3 | 197
Plain insitu concrete; Compressive strength: C32/40; Aggregate: 20 mm maximum; Design chemical class: As noted; Consistence class: As noted; Chloride Class: As noted;as Engineers Spec E10/112A Foundations
F | Generally; poured on or against earth or unblinded hardcore | M3 | 214.5
Reinforced Insitu concrete; Compressive strength: C32/40; Aggregate: 20 mm maximum; Design chemical class: As noted; Consistence class: As noted; Chloride Class: As noted; vibrated;; as Engineers Spec E10/112A Ground beams
G | Generally | M3 | 225.66
Beds
H | 150 to 450 thick; (150 thick Main Slab - Location 8,9,10 & 11) | M3 | 225.66
J | 150 to 450 thick; (200 thick Main Slab - Location 6) | M3 | 214.5
K | 150 to 450 thick; (200 thick Main Slab - Location 7) | M3 | 225.66
Page Total 2000/4/9
SUBSTRUCTURES - 2020 - Substructures Existing Building
| Description | Unit | Rate
Reinforced Insitu concrete; Compressive strength: C32/40; Aggregate: 20 mm maximum; Design chemical class: As noted; Consistence class: As noted; Chloride Class: As noted; Waterproof additive; vibrated;; as Engineers Spec E10/112A Foundations
A | Generally; (Abutting existing collenade wall) | M3 | 336.5
B | Generally; (Service Pit) | M3 | 336.5
Walls
C | 150 to 450 thick; (200 thick - Retaining wall - Forming Step in Levels at Collenade Floor) | M3 | 302.4
D | 150 to 450 thick; (200 thick - Retaining wall abutting exising collenade wall) | M3 | 302.4
E | 150 to 450 thick; (200 thick - Retaining wall to service pit) | M3 | 302.4
F | 150 to 450 thick; (300 thick - W3 - Retaining wall - Forming Step in Levels) | M3 | 302.4
E20 Formwork for in situ concrete Formwork; Basic finish; As Engineers Spec E20/610 Sides of foundations
G | Not exceeding 250 high' (Foundation abutting Collenade Wall) | M | 11.9
H | Not exceeding 250 high' (Foundation to Service Pit) | M | 11.9
Sides of ground beams and edges of beds
J | Not exceeding 250 high; (Edge of 150 thick floor slab at Service Pit) | M | 11.9
K | Not exceeding 250 high; (Edge of 150 thick floor slab at Step in Levels - Location 8,9,10 & 11) | M | 11.9
L | Not exceeding 250 high; (Edge of 200 thick floor slab at Step in Levels - Location 6 & 7) | M | 11.9
Page Total 2000/4/10
SUBSTRUCTURES - 2020 - Substructures Existing Building
| Description | Unit | Rate
Sides of ground beams and edges of beds
A | 250 to 500 high; (Sides of Ground Beams - Generally) | M | 19.8
Walls
B | Vertical; to one side; (Other side formed by existing collenade wall) - 200 thick; (Retaining Walls) | M2 | 42.29
C | Vertical; to one side; (Other side formed by existing collenade wall) - 200 thick; (Retaining Wall at Service Pit) | M2 | 52.4
D | Vertical; to both sides; (both sides measured seperately) - 200 thick; (Retaining Walls Forming Steps in Floor) | M2 | 52.4
E | Vertical; to both sides; (both sides measured seperately) - 200 thick; (Retaining Walls around Service Pit) | M2 | 54.5
F | Vertical; to both sides; (both sides measured seperately) - 300 thick; (Retaining Walls - Ref W3) | M2 | 54.5
Suspended wall kickers
G | Suspended one side; 150 high - 200 thick; (Detail A at abutment of Collenade Wall) | M | 13.5
H | Suspended one side; 150 high - 200 thick; (Detail B at abutment of Collenade Wall) | M | 13.5
J | Suspended one side; 150 high - 200 thick; (Perimeter of Service Pit) | M | 13.5
K | Suspended one side; 150 high - 200 thick; (Steps in floor levels at Collenade) | M | 13.5
L | Suspended both sides; 150 high - 300 thick | M | 13.5
Wall ends soffits and steps in walls
M | Not exceeding 250 wide | M | 21.21
Page Total 2000/4/11
SUBSTRUCTURES - 2020 - Substructures Existing Building
| Description | Unit | Rate
E30 Reinforcement for in situ concrete Reinforcement bars; As Architects Spec E30.150; to BS4449; including hooks; tying wire; spacers and chairs; as Engineers Notes; NOT measured in accordance with SMM7R Bars
A | Variable nominal size; straight; bent; etc; (Ground Beams - 190kg/M3 as ???????) | T | 1379
B | Variable nominal size; straight; bent; etc; (Beds - 165kg/M3 as ???????) | T | 1379
C | Variable nominal size; straight; bent; etc; (Foundations - BCA assumed 180kg/M3 as ???????) | T | 1379
D | Variable nominal size; straight; bent; etc; (Retaining walls - 150kg/M3 as ???????) | T | 1379
E40 Designed joints in situ concrete Joints; movement and similar joints; as Engineers Spec E40 - NO Spec ; Contractors design Plain
E | 100 - 200 wide; (150 thick slab) - PRICING POINT | ITEM | 2676
F | 200 - 300 wide; (200 thick slab) - PRICING POINT | ITEM | 2766
Joints; Hydrophilic joint; as Engineers Spec E40 - NO Spec ; Contractors design Plain
G | Set on edge; Horizontal; (200 thick Wall to perimeter of Service Pit) | M | 52.14
H | External angles | NR | 20
E41 Worked finishes/Cutting to in situ concrete Worked finishes Manual tamping; NO Architects Spec
J | Generally; (Mud mat - below Main Floor slabs Location 6 & 7) | M2 | 2.96
Page Total 2000/4/12
SUBSTRUCTURES - 2020 - Substructures Existing Building
| Description | Unit | Rate
E41 Worked finishes/Cutting to in situ concrete Worked finishes Manual tamping; NO Architects Spec
A | Generally; (Mud mat - below Main Floor slabs Location 8,9,10 & 11) | M2 | 2.96
B | Generally; (Mud mat - below Foundation abutting Collenade Wall) | M2 | 2.96
C | Generally; (Mud mat - below Foundation at Service Pit) | M2 | 2.96
D | Generally; (Mud mat - below Ground Beams) | M2 | 2.96
Power float finish; NO Architects Spec E41
E | Generally; (Top of 150 thick Main Floor Slab Location 8,9,10 & 11) | M2 | 11.99
F | Generally; (Top of 200 thick Main Floor Slab including Ground Beams - Location 6 & 7) | M2 | 11.99
G | Generally; (Top of 200 thick Service Pit Foundation) | M2 | 11.99
Smooth float finish; as Engineers Spec E41.310
H | Generally; (Top of Foundation abutting Collenade Wall) | M2 | 2.96
J | Generally; (Top of Ground Beams - GB11 & at Step in Floor between Area 6/7) | M2 | 2.96
Surface hardener; NO Architects Spec E41
K | Generally; (Top of 150 thick Main Floors - Assumed by BCA - PRICING POINT) | M2 | 1.84
L | Generally; (Top of 200 thick Main Floors - Assumed by BCA - PRICING POINT) | M2 | 1.84
BUILDING FABRIC SUNDRIES P31 Holes/Chases/Covers/Supports for services General builders work Cutting or forming holes for ducts and the like
M | Various sizes - PRICING POINT; (NOT measured in accordance with SMM7R) | ITEM | 750
Page Total 2000/4/13
SUBSTRUCTURES - 2020 - Substructures Existing Building
| Description | Unit | Rate
Cutting or forming holes for ducts; pipes and the like
A | Not exceeding 1m girth - PRICING POINT; (NOT measured in accordance with SMM7R) | ITEM | 750
Cutting or forming holes for ducts and the like
B | Over 100 diameter; assumed 150 diameter; complete with hydrophilic seal; in 200 thick walls; (6Nr locations) - PRICING POINT | ITEM | 750
C | Over 100 diameter; assumed 150 diameter; in 150 thick floor - PRICING POINT | ITEM | 750
D | Over 100 diameter; assumed 150 diameter; in 200 thick floor - PRICING POINT | ITEM | 750
Page Total 2000/4/14
SUBSTRUCTURES - 2020 - Substructures Existing Building
| Description | Unit | Rate
WATERPROOFING J40 Flexible sheet tanking/damp proof membranes NOTES: NOTE 3: NO ALLOWANCE MADE FOR NEW DPC WITHIN EXISTING EXTERNAL WALLS Vapour barrier; seperating layer; single layer laid loose; 150 laps taped and jointed; as Spec to be confirmed - Contractor design Plain areas
C | Horizontal; to insulation; (Main Floor Areas) | M2 | 19.57
D | Horizontal; to insulation; Within Service Pit | M2 | 19.57
E | Horizontal and vertical angles; etc - PRICING POINT) - NOT measured in accordance with SMM7R | ITEM | 1620
Damp Proof Membrane; seperating layer; single layer laid loose; 150 laps taped and jointed; as Spec to be confirmed - Contractor design Plain areas
F | Horizontal; to concrete (Below & above Foundation&, below Service Pit abutting Collenade Wall) | M2
G | Horizontal; to concrete (Below Ground Beams) | M2
H | Horizontal; to concrete (Main Floor Areas) | M2
Page Total 2000/4/15
SUBSTRUCTURES - 2020 - Substructures Existing Building
| Description | Unit | Rate
Damp Proof Membrane; seperating layer; single layer laid loose; 150 laps taped and jointed; as Spec to be confirmed - Contractor design Plain areas
A | Vertical; to concrete (Perimeter Edge of Main Floor Areas; at steps in levels& at retaining Walls | M2
B | Vertical; to concrete (Sides of Ground Beams) | M2
BUILDING FABRIC SUNDRIES P10 Sundry insulation/proofing work/fire stops Board or slab insulation; Rockwool RockFlor; Contractor Design Plain areas
C | 50 thick; to Insulation; horizontal | M2 | 42.5
D | 80 thick; to concrete; horizontal | M2 | 43.04
E | 100 thick; to concrete; horizontal | M2 | 50.02
F | 100 thick; to concrete; horizontal; Within Service Pit | M2 | 50.02
G | At Door Thresholds and the like - NO DETAIL - PRICING POINT | ITEM | 2500
Page Total 2000/4/16
EXTERNAL WORKS - 22100 - External Works - Site Clearance
| Description | Unit | Rate
BILL NR 22100 - EXTERNAL WORKS - SITE CLEARANCE Not Applicable GROUNDWORK D20 Excavating and filling Site preparation Site clearance
A | Generally; PRICING POINT ALLOWANCE | ITEM | 7500
Page Total 22000/1/1
EXTERNAL WORKS - 22200 - External Works - Hard Surfaces
| Description | Unit | Rate
BILL NR 22200 - EXTERNAL WORKS - HARD SURFACES AND EDGINGS Not Applicable GROUNDWORK D20 Excavating and filling Excavating To reduce levels
A | 1 m maximum depth | M3
Extra over excavation irrespective of depth for
B | Toxic/hazardous material; (PRICING POINT RISK ITEM ) - NOT Measured in accordance with SMM7R | ITEM
Disposal
C | Below ground water level; (PRICING POINT - Ground water level not established) - NOT Measured in accordance with SMM7R | ITEM
D | Surface water | ITEM
Excavated material
E | Off site | M3
Surface treatments
F | Compacting; bottoms of excavations | M2
PAVING / PLANTING / FENCING / SITE FURNITURE Q10 Kerbs/Edgings/Channels/Paving accessories Kerbs; Contractors choice; ref: Bullnose kerb; open butt joints pointing in mortar; refer to drawings ECS2-CDL-XX-XX-DR-C-53001 and 50010 Rev P03; no Spec Kerbs
G | 125 x 255; laid 0-6mm upstand; concrete foundation 300 x 100; haunching both sides | M
Kerbs; Contractors choice; ref: EF Edging kerb; open butt joints pointing in mortar; refer to drawings ECS2-CDL-XX-XX-DR-C-53001 and 50010 Rev P03; no Spec Kerbs
H | 50 x 150 x 915 long; laid flush; concrete foundation 250 x 100; haunching both sides | M
J | 50 x 150 x 915 long; laid flush; concrete foundation 250 x 100; haunching both sides; curved on plan | M
Page Total 22000/2/1
EXTERNAL WORKS - 22200 - External Works - Hard Surfaces
| Description | Unit | Rate
Kerbs; Contractors choice; ref: Flush Channel Kerb; open butt joints pointing in mortar; refer to drawings ECS2-CDL-XX-XX-DR-C-53001 and 50010 Rev P03; no Spec Kerbs
A | 125 x 150 x 915 long; laid flush; concrete foundation 300 x 100; haunching both sides | M
B | 125 x 150 x 915 long; laid flush; concrete foundation 300 x 100; haunching both sides; curved on plan | M
Kerbs; Contractors choice; ref: HB2 half battered kerb; open butt joints pointing in mortar; refer to drawings ECS2-CDL-XX-XX-DR-C-53001 and 50010 Rev P03; no Spec Kerbs
C | 125 x 255; laid 125mm upstand; concrete foundation 300 x 100; haunching both sides | M
D | Extra over for dropper kerbs | NR
Kerbs; Contractors choice; ref: Soldier Course Kerb; open butt joints pointing in mortar; refer to drawings ECS2-CDL-XX-XX-DR-C-53001 and 50010 Rev P03; no Spec Kerbs
E | 100 x 200; laid flush; concrete foundation 300 x 100; haunching both sides | M
F | 100 x 200; laid flush; concrete foundation 300 x 100; haunching both sides; curved on plan | M
Q20 Hardcore/Granular/Cement bound bases/sub-bases to roads/pavings 6F2 capping layer; graded so that when compacted is dense without voids; refer to engineers drawing ECS2-CDL-XX-XX-DR-C-50010 Rev P03 Filling to make up levels
G | Not exceeding 250 average thick; depositing in layers 150 maximum thickness; compacting with vibrating plate | M3
Page Total 22000/2/2
EXTERNAL WORKS - 22200 - External Works - Hard Surfaces
| Description | Unit | Rate
ECCOGRAVEL; Golden flint gravel 10mm aggregate; refer to engineers drawing ECS2-CDL-XX-XX-DR-C-50010 Rev P03 Filling to make up levels
A | Not exceeding 250 average thick; filling into Cedadrive honeycomb structure | M3
B | extra over for Cedadrive honeycomb structure | M2
Permeable hydraulically bound 4/20 clean angular stone; refer to engineers drawing ECS2-CDL-XX-XX-DR-C-50010 Rev P03 Filling to make up levels
C | Exceeding 250 average thick; depositing in layers 150 maximum thickness; compacting with vibrating plate | M3
D | Not exceeding 250 average thick; filling into cellweb TRP system | M3
E | extra over for cellweb TRP system | M2
Type 1 granular sub base to clause 803 table 8/2 MCHW volume 1 series 800; graded so that when compacted is dense without voids; refer to engineers drawing SHE-BWM-CY-00-DR-C-7200 Rev T1 Filling to make up levels
F | Over 250 average thick; depositing in layers 150 maximum thickness; compacting with vibrating plate | M3
Type 3 Granular material in accordance with series 800 Specification for Highways Works; refer to engineers drawing ECS2-CDL-XX-XX-DR-C-50010 Rev P03 Filling to make up levels
G | Over 250 average thick; depositing in layers 150 maximum thickness; compacting with vibrating plate | M3
H | Not exceeding 250 average thick; depositing in layers 150 maximum thickness; compacting with vibrating plate | M3
Page Total 22000/2/3
EXTERNAL WORKS - 22200 - External Works - Hard Surfaces
| Description | Unit | Rate
Type 3 open graded granular aggregate; refer to engineers drawing ECS2-CDL-XX-XX-DR-C-50010 Rev P03 Filling to make up levels
A | Not exceeding 250 average thick; depositing in layers 150 maximum thickness; compacting with vibrating plate | M3
Surface treatments Compacting
B | Filling; 50mm blinding with quarry dust | M2
C | Filling; 50mm free draining aggregate as recommended by paving manufacturer | M2
Geotextile membrane; Terram 1000 or simular
D | Generally; over 300 wide; laid to blinded hardcore | M2
Impermeable membrane; Marshalls MM380 or equivalent approved
E | Generally; over 300 wide; laid to blinded hardcore | M2
Page Total 22000/2/4
EXTERNAL WORKS - 22200 - External Works - Hard Surfaces
| Description | Unit | Rate
Q23 Gravel/Hoggin roads/pavings/woodchip Loose gravel; ECCOGRAVEL, ref: Golden flint; 10mm aggregate size; no Spec; refer to drawing EXS2-CDL-XX-XX-DR-C-50010 Rev P03 Pavings
A | To falls or cross falls and to slopes not exceeding 15 degrees from horizontal; to blinded surfaces | M2
Q24 Interlocking brick / block roads / pavings Paving; Permeable Clay block paving; Chelmer Valley Ltd, Alpha collection, ref: Spalding; colour: TBC; size TBC; 2-5mm wide joints, filled with sand; bond: herringbone pattern; laid on 50mm free draining bedding to BS7533-13 Table A.2; as Spec Q24/1205; refer to drawing ECS2-CDL-XX-XX-DR-C-50010 Rev P03 Paving type 04
B | To falls or cross falls and to slopes not exceeding 15 degrees from horizontal; to blinded surfaces | M2
Extra over for
C | Sunmittals as Spec Q24.2100-2108; PRICING POINT | ITEM
D | Extra over for cutting paving to suit recessed manhole covers | NR
E | Treads; 350 wide; fixing to concrete steps; Special bricks with Corduroy strips/nosing | M
Q25 Slab/Brick/Block/Sett/Cobble pavings Paving; Contractors Proposal's, ref: Blister Paving; colour: TBC; Size: TBC; laid on 50mm sharp sand bedding; 6mm joints; no Spec Pavings
F | Generally; to falls or cross falls and to slopes not exceeding 15 degrees from horizontal; to blinded surfaces | M2
Page Total 22000/2/5
EXTERNAL WORKS - 22210 - Ramp
| Description | Unit | Rate
BILL NR 22210 - EXTERNAL WORKS - REINFORCED CONCRETE RAMP SUB-BILL NR 2010.03 - SUBS - GENERALLY - CONCRETE ETC IN SITU CONCRETE / LARGE PRECAST CONCRETE E10 Mixing/casting/curing in situ concrete Plain Insitu concrete; Compressive strength: GEN 1 Aggregate: 20 mm maximum; Design chemical class: As noted; Consistence class: As noted; Chloride Class: as Engineers Spec E10/110A Beds
A | Not exceeding 150 thick; (Mud mat) | M3 | 323.5
Reinforced Insitu concrete; Compressive strength: C32/40; Aggregate: 20 mm maximum; Design chemical class: As noted; Consistence class: As noted; Chloride Class: As noted; vibrated;; as Engineers Spec E10/112A Upstands
B | Generally; (150 thick x 400 high) | M3 | 363
Reinforced Insitu concrete; Compressive strength: C32/40; Aggregate: 20 mm maximum; Design chemical class: As noted; Consistence class: As noted; Chloride Class: As noted; Waterproof additive; vibrated;; as Engineers Spec E10/112A Beds
C | Not exceeding 150 thick | M3 | 296.7
E20 Formwork for in situ concrete Formwork; Basic finish; As Engineers Spec E20/610 Sides of upstands
D | over 250 not exceeding 500 high | M | 54.56
E | not exceeding 250 high | M | 32.44
E30 Reinforcement for in situ concrete Reinforcement bars; As Architects Spec E30.150; to BS4449; including hooks; tying wire; spacers and chairs; as Engineers Notes; NOT measured in accordance with SMM7R Bars
F | Variable nominal size; straight; bent; etc; (Ramp and upstands assume - 150kg/M3) | T | 1976.55
Page Total 22000/3/1
EXTERNAL WORKS - 22210 - Ramp
| Description | Unit | Rate
E40 Designed joints in situ concrete Joints; movement and similar joints; as Engineers Spec E40 - NO Spec ; Contractors design Plain
A | 200 - 300 wide; (150 thick slab) - PRICING POINT | ITEM | 942
E41 Worked finishes/Cutting to in situ concrete Worked finishes Manual tamping; NO Architects Spec
B | Generally; (Mud mat) | M2 | 4.99
Power float finish; NO Architects Spec E41
C | Generally | M2 | 6.99
Smooth float finish; as Engineers Spec E41.310
D | Generally; 150 wide (Top of Upstands) | M | 10.8
Page Total 22000/3/2
EXTERNAL WORKS - 22400 - Ext Works - Soft Landscaping
| Description | Unit | Rate
BILL NR 22400 - EXTERNAL WORKS - SOFTLANDSCAPING Rev 1 Not Applicable GROUNDWORK D20 Excavating and filling Excavating To reduce levels
A | 1.00 m maximum depth | M3 | 16.99
Excavated material
E | Off site | M3 | 46.55
Selected excavated material MOT Type 1; depositing in layers 150 maximum thicknes; obtained off site
F | Not exceeding 250 average thick | M3 | 144.56
Clean stone; 50-75 dia; drainage layer to bottom of tree pits Filling to make up levels
G | Over 250 average thick | M3 | 144.56
Page Total 22000/5/1
EXTERNAL WORKS - 22500 - External Works - Walls
| Description | Unit | Rate
BILL NR 22500 - EXTERNAL WORKS - WALLS Not Applicable GROUNDWORK D20 Excavating and filling Excavating within existing building Trenches; width over 300 wide
A | 1.00 m maximum depth | M3 | 32.44
Excavating Trenches; width over 300 wide
B | 1.00 m maximum depth | M3 | 32.44
Extra over excavation irrespective of depth for excavating
C | Below ground water level - RISK ITEM | ITEM | TBC
D | Toxic/hazardous material; as Noted on Engineers Drawings - Risk Only is Identified - PRICING POINT | ITEM | TBC
Earthwork support To faces of excavation
E | 1.00 m maximum depth; distance between opposing faces not exceeding 2m | M2 | 8.46
F | 1.00 m maximum depth; distance between opposing faces not exceeding 2m; curved on plan | M2 | 8.46
Disposal
G | Ground water | ITEM | TBC
H | Surface water | ITEM | 500
Excavated material
J | Off site | M3 | 46.55
K | Off site; toxic/hazardous material; - Soil Investigation Report - PRICING POINT - RISK ITEM NOT MEASURED IN ACCORDANCE WITH SMM7R | ITEM | TBC
Crusher run stone;depositing in layers 150mm maximum thickness Filling to; excavations
L | Over 250 thick; (Either side of Upstand below Ground) | M3 | 56.34
Surface treatments
M | Compacting; bottoms of excavations; with vibrating plate | M2 | 1.84
Page Total 22000/6/1
EXTERNAL WORKS - 22500 - External Works - Walls
| Description | Unit | Rate
Surface treatments
A | Compacting; surface of filling; with vibrating plate; blinding | M2 | 1.84
IN SITU CONCRETE / LARGE PRECAST CONCRETE E10 Mixing/casting/curing in situ concrete Plain Insitu concrete; Compressive strength: GEN 1 Aggregate: 20 mm maximum; Design chemical class: As noted; Consistence class: As noted; Chloride Class: as Engineers Spec E10/110A Beds
B | Not exceeding 150 thick; (Mud mat) | M3 | 327
Reinforced Insitu concrete; Compressive strength: C32/40; Aggregate: 20 mm maximum; Design chemical class: As noted; Consistence class: As noted; Chloride Class: As noted; vibrated;; as Engineers Spec E10/112A Foundations
C | Generally | M3 | 234.55
E30 Reinforcement for in situ concrete Reinforcement mesh; As Architects Spec E30; as Engineers Notes Mesh
D | A393 | M2 | 27.96
E41 Worked finishes/Cutting to in situ concrete Worked finishes Manual tamping; NO Architects Spec
E | Generally; (Mud mat) | M2 | 2.96
F | Generally; (Foundations) | M2 | 2.96
Page Total 22000/6/2
DRAINAGE - 23100 - Foul Drainage
| Description | Unit | Rate
BILL NR 23100 - DRAINAGE - FOUL DRAINAGE DRAINAGE RUNS DISPOSAL SYSTEMS R12 Drainage below ground Excavating trenches within existing building For pipes; not exceeding 200 nominal size
A | 1250 average depth; backfilling with hardcore material; compacted in layers | M | 41.49
B | 1500 average depth; backfilling with hardcore material; compacted in layers | M | 51.29
C | 1750 average depth; backfilling with hardcore material; compacted in layers | M | 87.34
Extra over irrespective of depth for
D | Forming hole in foundation walls not exceeding 200 nominl size; not exceeding 500 long; sealing around pipework | NR | 113.44
E | Forming hole in foundation walls not exceeding 200 nominl size; not exceeding 1000 long; sealing around pipework | NR | 113.44
Excavating trenches within new building For pipes; not exceeding 200 nominal size
F | 1500 average depth; backfilling with hardcore material; compacted in layers | M | 51.29
Excavating trenches For pipes; not exceeding 200 nominal size
G | 1250 average depth; backfilling with hardcore material; compacted in layers | M | 51.59
H | 1500 average depth; backfilling with hardcore material; compacted in layers | M | 51.59
J | 2000 average depth; backfilling with hardcore material; compacted in layers | M | 125.13
Disposal Contaminated ground
K | Toxic/hazardous material; (PRICING POINT RISK ITEM ) - NOT Measured in accordance with SMM7R | ITEM | TBC
Page Total 23000/1/1
DRAINAGE - 23100 - Foul Drainage
| Description | Unit | Rate
Ground water
A | Below ground water level; (PRICING POINT - Ground water level not established) - NOT Measured in accordance with SMM7R | ITEM | TBC
Surface water
B | generally | ITEM | 500
Granular material, 10 nominal size Beds and surrounds
C | 650 x 500 thick; for pipe 150 nominal size | M | 44.33
Plain In-situ concrete Grade C20, 20 maximum aggregate; as Spec. R12/483 Beds and surrounds
D | 450 x 400 thick; for pipe 100 nominal size | M | 33.85
E | 650 x 400 thick; for pipe 100 nominal size | M | 49.48
F | 650 x 400 thick; for pipe 150 nominal size | M | 42.19
Vertical casings
G | 450 x 450 thick; for pipe 100 nominal size | M | 36.85
Upvc solid wall or clay pipes and fittings; as Spec. R12 Pipes
H | 100 nominal size; vertical; in trenches | M | 11.89
J | 100 nominal size; in trenches | M | 8.17
Extra over for
K | Slab penetration detail over pile cap or ground beam; to include temporary protective cap, double spigot vertical pipe approx 500 long, 15 x 10mm deep , 88 degree bend with heel rest, 2 Nr T12 u bars approx 2300 overall length, couplings, 50mm thick compressible board | NR | 88.44
L | Puddle flanges | NR | 46.7
Page Total 23000/1/2
DRAINAGE - 23100 - Foul Drainage
| Description | Unit | Rate
Extra over for
A | Adaptor to above ground drainage; trapped gulley; showers | NR | 10.8
B | Sleeve through pile caps and ground beams | M | 65.22
C | Branches 100 x 100 x 100 | NR | 21.29
D | Rocker pipes; 600 long | NR | 13.19
E | Adaptor to above ground drainage; trapped gulley; internal floor gulley | NR | 10.8
F | Adaptor to above ground drainage; SVP including roddabel access point | NR | 79.51
G | Allowance for additional fittings | ITEM | 500
H | Rocker pipes; 1200 long | NR | 26.38
J | 150 nominal size; in trenches | M | 14.52
K | Sleeve through pile caps and ground beams | M | 65.22
L | Branches 150 x 100 x 150 | NR | 49.59
M | Rocker pipes; 600 long | NR | 13.19
N | Allowance for additional fittings | ITEM | 500
P | Rocker pipes; 1200 long | NR | 26.38
UPVC accessories Gullies; as Spec. R12
Q | Internal gully; 100 nominal size outlet; grating type/syely tbc; bedding and surrounding in plain in-situ concrete, Grade C20, 20 maximum aggregate | NR | 150
R | Internal shower gully; 100 nominal size outlet; grating type/syely tbc; bedding and surrounding in plain in-situ concrete, Grade C20, 20 maximum aggregate | NR | 150
Page Total 23000/1/3
DRAINAGE - 23100 - Foul Drainage
| Description | Unit | Rate
MANHOLES DISPOSAL SYSTEMS R12 Manholes Precast concrete manholes Manholes
A | Internal; 450 x 600 precase concrete chamber; 1.00 to 1.50m deep; all necessary excavation; disposal of excavated material off-site; earthwork support; backfilling with concrete; bedding and surrounding; complete with double sealed airtight recessed access cover and frame (strength class A15) and 200 thick collar; 150 nominal size main channel; multiple branch channels; all necessary fittings and accessories | NR | 1744.55
Manholes (within existing)
B | Internal; 450 x 600 precase concrete chamber; 1.00 to 1.50m deep; all necessary excavation; disposal of excavated material off-site; earthwork support; backfilling with concrete; bedding and surrounding; complete with double sealed airtight recessed access cover and frame (strength class A15) and 200 thick collar; 100 nominal size main channel; multiple branch channels; all necessary fittings and accessories | NR | 1744.55
C | Internal; 450 x 600 precase concrete chamber; 1.00 to 1.50m deep; all necessary excavation; disposal of excavated material off-site; earthwork support; backfilling with concrete; bedding and surrounding; complete with double sealed airtight recessed access cover and frame (strength class A15) and 200 thick collar; 150 nominal size main channel; multiple branch channels; all necessary fittings and accessories | NR | 1744.55
D | Internal; 450 x 600 precase concrete chamber; 1.50 to 2.00m deep; all necessary excavation; disposal of excavated material off-site; earthwork support; backfilling with concrete; bedding and surrounding; complete with double sealed airtight recessed access cover and frame (strength class A15) and 200 thick collar; 150 nominal size main channel; multiple branch channels; all necessary fittings and accessories | NR | 1744.55
Page Total 23000/1/4
DRAINAGE - 23100 - Foul Drainage
| Description | Unit | Rate
Manholes
A | External; 1200 dia precase concrete chamber; 2.00 to 2.50m deep; all necessary excavation; disposal of excavated material off-site; earthwork support; backfilling with concrete; bedding and surrounding; complete with recessed access cover and frame (strength class D400) and 200 thick collar; 150 nominal size main channel; multiple branch channels; all necessary fittings and accessories | NR | 3744
UPVC accessories Inspection Chambers; as Spec. R12/
B | External; 450 dia; 1.00 to 1.50m deep; all necessary excavation; disposal of excavated material off-site; earthwork support; backfilling with concrete; bedding and surrounding; complete with recessed access cover and frame (strength class B125) and 200 thick collar; 150 nominal size main channel; multiple branch channels; all necessary fittings and accessories | NR | 1112.44
C | External; 450 dia; 1.00 to 1.50m deep; all necessary excavation; disposal of excavated material off-site; earthwork support; backfilling with concrete; bedding and surrounding; complete with recessed access cover and frame (strength class C250) and 200 thick collar; 150 nominal size main channel; multiple branch channels; all necessary fittings and accessories | NR | 1112.44
Connecting to existing live sewer Make new branch connection to existing manhole within site boundary
D | Locating existing live manhole; excavating pits 2m maximum depth; earthwork support; expose wall of manhole; temporarily stopping or diverting flow; make new branch connection and drop manhole detail; backfilling with hardcore material; disposing of surplus material by removing from site | NR | 13750
Page Total 23000/1/5
DRAINAGE - 23100 - Foul Drainage
| Description | Unit | Rate
TESTING DISPOSAL SYSTEMS R12 Drainage below ground Testing and commissioning Complete drainage installation; as Spec. R12/
A | CCTV Drainage Survey of complete installation; hardcopies and digital copy of survey to be handed over upon completion of the works | ITEM | 6000
B | To include for general testing, water and air testing, water testing of manholes and inspections chambers; complete with cleaning out debris | ITEM | 2200
Page Total 23000/1/6
DRAINAGE - 23200 - Storm Drainage
| Description | Unit | Rate
BILL NR 23200 - DRAINAGE - STORM DRAINAGE DRAINAGE RUNS DISPOSAL SYSTEMS R12 Drainage below ground Excavating trenches For pipes; not exceeding 200 nominal size
A | 750 average depth; backfilling with hardcore material; compacted in layers | M | 74.67
B | 1000 average depth; backfilling with hardcore material; compacted in layers | M | 125.84
C | 1250 average depth; backfilling with hardcore material; compacted in layers | M | 182.41
D | 1500 average depth; backfilling with hardcore material; compacted in layers | M | 211.66
E | 2000 average depth; backfilling with hardcore material; compacted in layers | M | 287.55
For pipes; exceeding 200 nominal size; 300 dia
F | 750 average depth; backfilling with hardcore material; compacted in layers | M | 57.88
G | 1000 average depth; backfilling with hardcore material; compacted in layers | M | 59.87
H | 1250 average depth; backfilling with hardcore material; compacted in layers | M | 80.01
J | 1500 average depth; backfilling with hardcore material; compacted in layers | M | 122.44
K | 1750 average depth; backfilling with hardcore material; compacted in layers | M | 138.15
Disposal Contaminated ground
L | Toxic/hazardous material; (PRICING POINT RISK ITEM ) - NOT Measured in accordance with SMM7R | ITEM | TBC
Ground water
M | Below ground water level; (PRICING POINT - Ground water level not established) - NOT Measured in accordance with SMM7R | ITEM | TBC
Page Total 23000/2/1
DRAINAGE - 23200 - Storm Drainage
| Description | Unit | Rate
Surface water
A | generally | ITEM | 500
Granular material, 10 nominal size Beds and surrounds
B | 650 x 500 thick; for pipe 150 nominal size | M | 33.24
C | 650 x 500 thick; for pipe 300 nominal size | M | 32.56
Plain In-situ concrete Grade C20, 20 maximum aggregate; as Spec. R12/483 Beds and surrounds
D | 450 x 400 thick; for pipe 150 nominal size | M | 29.94
E | 650 x 500 thick; for pipe 300 nominal size | M | 46.96
Vertical casings
F | 450 x 450 thick; for pipe 150 nominal size | M | 30.3
Upvc solid wall or clay pipes and fittings; as Spec. R12 Pipes
G | 150 nominal size; vertical; in trenches | M | 20.02
Extra over for
H | Allowance for additional fittings | ITEM | 750
J | 150 nominal size; in trenches | M | 14.52
K | Short radius bends | NR | 11.88
L | Adaptor to RWP's | NR | 7
M | Branches 150 x 150 x 150 | NR | 49.59
N | Rocker pies; 600 long | NR | 18.68
P | Branches 300 x 150 x 300 | NR | 433.97
Q | Adaptor to above ground drainage; trapped gulley | NR | 36.4
R | Allowance for additional fittings | ITEM | 1145
S | Adaptor to Polystorm Xtra Modular Cell units | NR | 150
Page Total 23000/2/2
DRAINAGE - 23200 - Storm Drainage
| Description | Unit | Rate
Extra over for
A | 300 nominal size; in trenches | M | 58.51
B | Adaptor to Polystorm Xtra Modular Cell units | NR | 300
C | Rocker pipes; 600 long | NR | 136.43
D | Allowance for additional fittings | ITEM | 300.4
UPVC accessories Gullies; as Spec. R12
E | External gully; 150 nominal size outlet; 375 x 750 concrete gully; D400 grating; bedding and surrounding in plain in-situ concrete, Grade C20, 20 maximum aggregate; as drawing ESC2-CDL-XX-XX-DR-C-50003 Rev P03 | NR | 146.55
F | RWP gully; 150 nominal size outlet; vertical inlet hopper with alloy sealing plate; bedding and surrounding in plain in-situ concrete, Grade C20, 20 maximum aggregate; as drawing ESC2-CDL-XX-XX-DR-C-50003 Rev P03 | NR | 146.55
Composite accessories Proprietary drainage channel; Aco Multidrain; as drawing ESC2-CDL-XX-XX-DR-C-50003 Rev P03
G | Level channel; with 150mm nominal size outlet; removable heelsafe grating manufactured from steel; bedding and surrounding in plain in-situ concrete, Grade C20, 20 maximum aggregate | M | 154.55
Extra over for
H | end caps | NR | 44.55
J | combined outlet sump unit | NR | 295
Page Total 23000/2/3
DRAINAGE - 23200 - Storm Drainage
| Description | Unit | Rate
MANHOLES DISPOSAL SYSTEMS R12 Manholes Precast concrete manholes Manholes
A | 450 x 600 precase concrete chamber; 0.50 to 1.00m deep; all necessary excavation; disposal of excavated material off-site; earthwork support; backfilling with concrete; bedding and surrounding; complete with recessed access cover and frame (strength class B125) and 200 thick collar; 150 nominal size main channel; multiple branch channels; all necessary fittings and accessories | NR | 1362.9
B | 450 x 600 precase concrete chamber; 1.00 to 1.50m deep; all necessary excavation; disposal of excavated material off-site; earthwork support; backfilling with concrete; bedding and surrounding; complete with recessed access cover and frame (strength class D400) and 200 thick collar; 300 nominal size main channel; multiple branch channels; all necessary fittings and accessories | NR | 1744.55
C | 600 x 750 precase concrete chamber; 0.50 to 1.00m deep; all necessary excavation; disposal of excavated material off-site; earthwork support; backfilling with concrete; bedding and surrounding; complete with recessed access cover and frame (strength class B125) and 200 thick collar; 150 nominal size main channel; multiple branch channels; all necessary fittings and accessories | NR | 1456.66
D | 600 x 750 precase concrete chamber; 1.00 to 1.50m deep; all necessary excavation; disposal of excavated material off-site; earthwork support; backfilling with concrete; bedding and surrounding; complete with recessed access cover and frame (strength class D400) and 200 thick collar; 300 nominal size main channel; multiple branch channels; all necessary fittings and accessories | NR | 1510.96
UPVC accessories Inspection Chambers; as Spec. R12/
E | External; 450 dia; 0.50 to 1.00m deep; all necessary excavation; disposal of excavated material off-site; earthwork support; backfilling with concrete; bedding and surrounding; complete with recessed access cover and frame (strength class B125) and 200 thick collar; 150 nominal size main channel; multiple branch channels; all necessary fittings and accessories | NR | 844.55
Page Total 23000/2/4
DRAINAGE - 23200 - Storm Drainage
| Description | Unit | Rate
UPVC accessories Inspection Chambers; as Spec. R12/
A | External; 450 dia; 1.00 to 1.50m deep; all necessary excavation; disposal of excavated material off-site; earthwork support; backfilling with concrete; bedding and surrounding; complete with recessed access cover and frame (strength class B125) and 200 thick collar; 150 nominal size main channel; multiple branch channels; all necessary fittings and accessories | NR | 945.66
B | External; 450 dia; 1.50 to 2.00m deep; all necessary excavation; disposal of excavated material off-site; earthwork support; backfilling with concrete; bedding and surrounding; complete with recessed access cover and frame (strength class B125) and 200 thick collar; 150 nominal size main channel; multiple branch channels; all necessary fittings and accessories | NR | 966.77
C | External; 600 dia; 0.50 to 1.00m deep; all necessary excavation; disposal of excavated material off-site; earthwork support; backfilling with concrete; bedding and surrounding; complete with recessed access cover and frame (strength class B125) and 200 thick collar; 150 nominal size main channel; multiple branch channels; all necessary fittings and accessories | NR | 986.44
D | External; 600 dia; 0.50 to 1.00m deep; all necessary excavation; disposal of excavated material off-site; earthwork support; backfilling with concrete; bedding and surrounding; complete with recessed access cover and frame (strength class D400) and 200 thick collar; 300 nominal size main channel; multiple branch channels; all necessary fittings and accessories | NR | 986.44
E | External; 600 dia; 1.50 to 2.00m deep; all necessary excavation; disposal of excavated material off-site; earthwork support; backfilling with concrete; bedding and surrounding; complete with recessed access cover and frame (strength class D400) and 200 thick collar; 300 nominal size main channel; multiple branch channels; all necessary fittings and accessories | NR | 1244.55
Connecting to existing live sewer Build new manhole on existing line
F | Locating existing live sewer; excavating pits 2m maximum depth; earthwork support; expose and cut out section of pipe; temporarily stopping or diverting flow; build new manhole (new manhole measured elsewhere); backfilling with hardcore material; disposing of surplus material by removing from site | NR | 6766
Page Total 23000/2/5
DRAINAGE - 23200 - Storm Drainage
| Description | Unit | Rate
Make new branch connection to existing manhole within site boundary
A | Locating existing live manhole; excavating pits 2m maximum depth; earthwork support; expose wall of manhole; temporarily stopping or diverting flow; make new 300 dia branch connection and drop manhole detail; backfilling with hardcore material; disposing of surplus material by removing from site | NR | 4750
Page Total 23000/2/6
DRAINAGE - 23200 - Storm Drainage
| Description | Unit | Rate
TESTING DISPOSAL SYSTEMS R12 Drainage below ground Testing and commissioning Complete drainage installation; as Spec. R12/
A | CCTV Drainage Survey of complete installation; hardcopies and digital copy of survey to be handed over upon completion of the works | ITEM | 6000
B | To include for general testing, water and air testing, water testing of manholes and inspections chambers; complete with cleaning out debris | ITEM | 3000
Page Total 23000/2/7
DRAINAGE - 23300 - Storm Attenuation
| Description | Unit | Rate
BILL NR 23300 - DRAINAGE - ATTENUATION Not Applicable DISPOSAL SYSTEMS R12 ATTENUATION Excavating Pits
A | 2.00 m maximum depth | M3 | 32.44
Earthwork support To faces of excavation
B | 2.00 m maximum depth; distance between opposing faces note exceeding 3-60 m | M2 | 11.42
Disposal
C | Ground water; Contractors Risk Item | ITEM | TBC
D | Surface water | ITEM | 500
Excavated material
E | Off site | M3 | 46.5
Course sand or non angular granular material; graded so that when compacted is dense without voids Filling around attenuation tank
F | Not exceeding 250 average thick | M3 | 96.44
Type 3 gravel; graded so that when compacted is dense without voids Filling to make up levels
G | Over 250 average thick; compacting in layers not exceeding 150 thick | M3 | 96.4
Surface treatments Compacting
H | Bottom of excavation; with vitrated plate | M2 | 1.84
J | filling; with vitrated plate | M2 | 1.84
Impermeable geomembrane protection sheet; Contractors Proposals as recommended by manufacturer of attenuation tank
K | Generally; laying vertically and horizontal to stormcell units; joints lapped and sealed as per manufacturers recommendations | M2 | 7.81
Page Total 23000/3/1
DRAINAGE - 23300 - Storm Attenuation
| Description | Unit | Rate
Impermeable geomembrane protection sheet; Contractors Proposals as recommended by manufacturer of attenuation tank
A | Extra over for sealing around pipework penetrations not exceeding 200 dia | NR | 22.32
B | Extra over for sealing around pipework penetrations 300 dia | NR | 22.32
Equipment Attenuation tank; refer to drawings ESC"-CDL-XX-XX-DR-C-10002 Rev P01 & 50003 Rev P03
C | Attenuation; Total void volume 63.4m3 (636 units); Polystorm Xtra modular cell units or equal and approved; 1000 x 500 x 210 high; include for all fittings, fixings, accessories, seals, sealants and the like | NR | 34564.55
D | Extra over for flange adaptor to suit 150 dia pipes | NR | 146.5
E | Extra over for flange adaptor to suit 300 dia pipes | NR | 146.5
F | Extra over for vent pipe; including 1000 x 1000 x 150 thick concrete collar; precast concrete cover frame; 230 x 230 clear opening vented surface box | NR | 746.5
Page Total 23000/3/2
DRAINAGE - 23400 - Work to retained Drainage System
| Description | Unit | Rate
BILL NR 23400 - DRAINAGE - WORKS TO RETAINED DRAINAGE SYSTEM Not Applicable DISPOSAL SYSTEMS R12 Drainage below ground Remedial works to existing system Existing drainage installation; as Spec. R12/
A | Removal of redundant pipework, manholes and the like; PRICING POINT ALLOWANCE | ITEM | 2459
B | Remove and replace existing access cover and frames with new access cover and frames to suit new levels | NR | 550
C | To include for general repairs, pipe lining, testing, water and air testing, water testing of manholes and inspections chambers; complete with cleaning out debris; PRICING POINT ALLOWANCE | ITEM | 2000
D | CCTV Drainage Survey and Report of existing installation; hardcopies and digital copy of survey to be handed over to clients representatives | ITEM | 6000
Page Total 23000/4/1
END
Note on E14: Enter your rate here.
Note on E20: Enter your rate here.
Note on E22: Enter your rate here.
Note on E28: Enter your rate here.
Note on E30: Enter your rate here.
Note on E36: Enter your rate here.
Note on E49: Enter your rate here.
Note on E51: Enter your rate here.
Note on E57: Enter your rate here.
Note on E59: Enter your rate here.
Note on E65: Enter your rate here.
Note on E71: Enter your rate here.
Note on E77: Enter your rate here.
Note on E79: Enter your rate here.
Note on E85: Enter your rate here.
Note on E91: Enter your rate here.
Note on E104: Enter your rate here.
Note on E117: Enter your rate here.
Note on E130: Enter your rate here.
Note on E136: Enter your rate here.
Note on E138: Enter your rate here.
Note on E144: Enter your rate here.
Note on E146: Enter your rate here.
Note on E152: Enter your rate here.
Note on E165: Enter your rate here.
Note on E171: Enter your rate here.
Note on E177: Enter your rate here.
Note on E183: Enter your rate here.
Note on E185: Enter your rate here.
Note on E191: Enter your rate here.
Note on E197: Enter your rate here.
Note on E199: Enter your rate here.
Note on E212: Enter your rate here.
Note on E214: Enter your rate here.
Note on E216: Enter your rate here.
Note on E218: Enter your rate here.
Note on E220: Enter your rate here.
Note on E222: Enter your rate here.
Note on E228: Enter your rate here.
Note on E241: Enter your rate here.
Note on E243: Enter your rate here.
Note on E245: Enter your rate here.
Note on E247: Enter your rate here.
Note on E249: Enter your rate here.
Note on E251: Enter your rate here.
Note on E253: Enter your rate here.
Note on E255: Enter your rate here.
Note on E257: Enter your rate here.
Note on E259: Enter your rate here.
Note on E261: Enter your rate here.
Note on E263: Enter your rate here.
Note on E276: Enter your rate here.
Note on E282: Enter your rate here.
Note on E284: Enter your rate here.
Note on E290: Enter your rate here.
Note on E292: Enter your rate here.
Note on E294: Enter your rate here.
Note on E296: Enter your rate here.
Note on E302: Enter your rate here.
Note on E304: Enter your rate here.
Note on E306: Enter your rate here.
Note on E308: Enter your rate here.
Note on E310: Enter your rate here.
Note on E323: Enter your rate here.
Note on E325: Enter your rate here.
Note on E331: Enter your rate here.
Note on E333: Enter your rate here.
Note on E339: Enter your rate here.
Note on E341: Enter your rate here.
Note on E343: Enter your rate here.
Note on E349: Enter your rate here.
Note on E355: Enter your rate here.
Note on E357: Enter your rate here.
Note on E363: Enter your rate here.
Note on E376: Enter your rate here.
Note on E378: Enter your rate here.
Note on E380: Enter your rate here.
Note on E382: Enter your rate here.
Note on E384: Enter your rate here.
Note on E386: Enter your rate here.
Note on E388: Enter your rate here.
Note on E401: Enter your rate here.
Note on E403: Enter your rate here.
Note on E405: Enter your rate here.
Note on E407: Enter your rate here.
Note on E409: Enter your rate here.
Note on E415: Enter your rate here.
Note on E421: Enter your rate here.
Note on E423: Enter your rate here.
Note on E429: Enter your rate here.
Note on E431: Enter your rate here.
Note on E444: Enter your rate here.
Note on E446: Enter your rate here.
Note on E452: Enter your rate here.
Note on E458: Enter your rate here.
Note on E460: Enter your rate here.
Note on E462: Enter your rate here.
Note on E468: Enter your rate here.
Note on E470: Enter your rate here.
Note on E472: Enter your rate here.
Note on E474: Enter your rate here.
Note on E480: Enter your rate here.
Note on E482: Enter your rate here.
Note on E495: Enter your rate here.
Note on E497: Enter your rate here.
Note on E499: Enter your rate here.
Note on E501: Enter your rate here.
Note on E507: Enter your rate here.
Note on E509: Enter your rate here.
Note on E515: Enter your rate here.
Note on E517: Enter your rate here.
Note on E519: Enter your rate here.
Note on E521: Enter your rate here.
Note on E523: Enter your rate here.
Note on E525: Enter your rate here.
Note on E527: Enter your rate here.
Note on E533: Enter your rate here.
Note on E546: Enter your rate here.
Note on E548: Enter your rate here.
Note on E550: Enter your rate here.
Note on E552: Enter your rate here.
Note on E554: Enter your rate here.
Note on E556: Enter your rate here.
Note on E558: Enter your rate here.
Note on E560: Enter your rate here.
Note on E566: Enter your rate here.
Note on E568: Enter your rate here.
Note on E570: Enter your rate here.
Note on E576: Enter your rate here.
Note on E582: Enter your rate here.
Note on E584: Enter your rate here.
Note on E586: Enter your rate here.
Note on E588: Enter your rate here.
Note on E601: Enter your rate here.
Note on E603: Enter your rate here.
Note on E605: Enter your rate here.
Note on E607: Enter your rate here.
Note on E609: Enter your rate here.
Note on E611: Enter your rate here.
Note on E613: Enter your rate here.
Note on E615: Enter your rate here.
Note on E621: Enter your rate here.
Note on E623: Enter your rate here.
Note on E629: Enter your rate here.
Note on E642: Enter your rate here.
Note on E644: Enter your rate here.
Note on E646: Enter your rate here.
Note on E648: Enter your rate here.
Note on E650: Enter your rate here.
Note on E652: Enter your rate here.
Note on E654: Enter your rate here.
Note on E656: Enter your rate here.
Note on E658: Enter your rate here.
Note on E660: Enter your rate here.
Note on E662: Enter your rate here.
Note on E664: Enter your rate here.
Note on E666: Enter your rate here.
Note on E668: Enter your rate here.
Note on E670: Enter your rate here.
Note on E672: Enter your rate here.
Note on E674: Enter your rate here.
Note on E680: Enter your rate here.
Note on E682: Enter your rate here.
Note on E695: Enter your rate here.
Note on E697: Enter your rate here.
Note on E699: Enter your rate here.
Note on E705: Enter your rate here.
Note on E707: Enter your rate here.
Note on E709: Enter your rate here.
Note on E715: Enter your rate here.
Note on E717: Enter your rate here.
Note on E719: Enter your rate here.
Note on E721: Enter your rate here.
Note on E723: Enter your rate here.
Note on E729: Enter your rate here.
Note on E731: Enter your rate here.
Note on E744: Enter your rate here.
Note on E746: Enter your rate here.
Note on E748: Enter your rate here.
Note on E754: Enter your rate here.
Note on E756: Enter your rate here.
Note on E758: Enter your rate here.
Note on E764: Enter your rate here.
Note on E766: Enter your rate here.
Note on E768: Enter your rate here.
Note on E781: Enter your rate here.
Note on E783: Enter your rate here.
Note on E785: Enter your rate here.
Note on E791: Enter your rate here.
Note on E793: Enter your rate here.
Note on E795: Enter your rate here.
Note on E797: Enter your rate here.
Note on E799: Enter your rate here.
Note on E801: Enter your rate here.
Note on E803: Enter your rate here.
Note on E805: Enter your rate here.
Note on E807: Enter your rate here.
Note on E809: Enter your rate here.
Note on E822: Enter your rate here.
Note on E824: Enter your rate here.
Note on E826: Enter your rate here.
Note on E832: Enter your rate here.
Note on E834: Enter your rate here.
Note on E836: Enter your rate here.
Note on E838: Enter your rate here.
Note on E840: Enter your rate here.
Note on E853: Enter your rate here.
Note on E855: Enter your rate here.
Note on E857: Enter your rate here.
Note on E859: Enter your rate here.
Note on E865: Enter your rate here.
Note on E878: Enter your rate here.
Note on E880: Enter your rate here.
Note on E882: Enter your rate here.
Note on E884: Enter your rate here.
Note on E890: Enter your rate here.
Note on E896: Enter your rate here.
Note on E898: Enter your rate here.
Note on E904: Enter your rate here.
Note on E906: Enter your rate here.
Note on E908: Enter your rate here.
Note on E910: Enter your rate here.
Note on E923: Enter your rate here.
Note on E925: Enter your rate here.
Note on E927: Enter your rate here.
Note on E929: Enter your rate here.
Note on E931: Enter your rate here.
Note on E933: Enter your rate here.
Note on E935: Enter your rate here.
Note on E941: Enter your rate here.
Note on E943: Enter your rate here.
Note on E949: Enter your rate here.
Note on E951: Enter your rate here.
Note on E953: Enter your rate here.
Note on E966: Enter your rate here.
Note on E968: Enter your rate here.
Note on E974: Enter your rate here.
Note on E976: Enter your rate here.
Note on E982: Enter your rate here.
Note on E984: Enter your rate here.
Note on E986: Enter your rate here.
Note on E988: Enter your rate here.
Note on E990: Enter your rate here.
Note on E992: Enter your rate here.
Note on E1005: Enter your rate here.
Note on E1011: Enter your rate here.
Note on E1013: Enter your rate here.
Note on E1019: Enter your rate here.
Note on E1025: Enter your rate here.
Note on E1031: Enter your rate here.
Note on E1037: Enter your rate here.
Note on E1043: Enter your rate here.
Note on E1056: Enter your rate here.
Note on E1062: Enter your rate here.
Note on E1068: Enter your rate here.
Note on E1074: Enter your rate here.
Note on E1076: Enter your rate here.
Note on E1082: Enter your rate here.
Note on E1088: Enter your rate here.
Note on E1094: Enter your rate here.
Note on E1100: Enter your rate here.
Note on E1113: Enter your rate here.
Note on E1119: Enter your rate here.
Note on E1121: Enter your rate here.
Note on E1127: Enter your rate here.
Note on E1140: Enter your rate here.
Note on E1142: Enter your rate here.
Note on E1144: Enter your rate here.
Note on E1146: Enter your rate here.
Note on E1148: Enter your rate here.
Note on E1154: Enter your rate here.
Note on E1160: Enter your rate here.
Note on E1166: Enter your rate here.
Note on E1168: Enter your rate here.
Note on E1170: Enter your rate here.
Note on E1183: Enter your rate here.
Note on E1185: Enter your rate here.
Note on E1191: Enter your rate here.
Note on E1193: Enter your rate here.
Note on E1195: Enter your rate here.
Note on E1197: Enter your rate here.
Note on E1203: Enter your rate here.
Note on E1205: Enter your rate here.
Note on E1211: Enter your rate here.
Note on E1213: Enter your rate here.
Note on E1215: Enter your rate here.
Note on E1228: Enter your rate here.
Note on E1234: Enter your rate here.
Note on E1236: Enter your rate here.
Note on E1238: Enter your rate here.
Note on E1240: Enter your rate here.
Note on E1242: Enter your rate here.
Note on E1248: Enter your rate here.
Note on E1250: Enter your rate here.
Note on E1252: Enter your rate here.
Note on E1254: Enter your rate here.
Note on E1256: Enter your rate here.
Note on E1262: Enter your rate here.
Note on E1275: Enter your rate here.
Note on E1277: Enter your rate here.
Note on E1279: Enter your rate here.
Note on E1281: Enter your rate here.
Note on E1287: Enter your rate here.
Note on E1289: Enter your rate here.
Note on E1295: Enter your rate here.
Note on E1297: Enter your rate here.
Note on E1303: Enter your rate here.
Note on E1316: Enter your rate here.
Note on E1318: Enter your rate here.
Note on E1320: Enter your rate here.
Note on E1322: Enter your rate here.
Note on E1328: Enter your rate here.
Note on E1330: Enter your rate here.
Note on E1332: Enter your rate here.
Note on E1338: Enter your rate here.
Note on E1340: Enter your rate here.
Note on E1346: Enter your rate here.
Note on E1348: Enter your rate here.
Note on E1354: Enter your rate here.
Note on E1367: Enter your rate here.
Note on E1373: Enter your rate here.
Note on E1375: Enter your rate here.
Note on E1377: Enter your rate here.
Note on E1390: Enter your rate here.
Note on E1392: Enter your rate here.
Note on E1394: Enter your rate here.
Note on E1400: Enter your rate here.
Note on E1402: Enter your rate here.
Note on E1404: Enter your rate here.
Note on E1417: Enter your rate here.
Note on E1419: Enter your rate here.
Note on E1425: Enter your rate here.
Note on E1427: Enter your rate here.
Note on E1429: Enter your rate here.
Note on E1431: Enter your rate here.
Note on E1433: Enter your rate here.
Note on E1446: Enter your rate here.
Note on E1459: Enter your rate here.
Note on E1465: Enter your rate here.
Note on E1471: Enter your rate here.
Note on E1473: Enter your rate here.
Note on E1479: Enter your rate here.
Note on E1485: Enter your rate here.
Note on E1491: Enter your rate here.
Note on E1497: Enter your rate here.
Note on E1499: Enter your rate here.
Note on E1512: Enter your rate here.
Note on E1514: Enter your rate here.
Note on E1520: Enter your rate here.
Note on E1522: Enter your rate here.
Note on E1528: Enter your rate here.
Note on E1530: Enter your rate here.
Note on E1536: Enter your rate here.
Note on E1549: Enter your rate here.
Note on E1551: Enter your rate here.
Note on E1557: Enter your rate here.
Note on E1559: Enter your rate here.
Note on E1561: Enter your rate here.
Note on E1567: Enter your rate here.
Note on E1573: Enter your rate here.
Note on E1575: Enter your rate here.
Note on E1588: Enter your rate here.
Note on E1594: Enter your rate here.
Note on E1596: Enter your rate here.
Note on E1602: Enter your rate here.
Note on E1608: Enter your rate here.
Note on E1621: Enter your rate here.
Note on E1627: Enter your rate here.
Note on E1633: Enter your rate here.
Note on E1635: Enter your rate here.
Note on E1637: Enter your rate here.
Note on E1643: Enter your rate here.
Note on E1656: Enter your rate here.
Note on E1662: Enter your rate here.
Note on E1668: Enter your rate here.
Note on E1674: Enter your rate here.
Note on E1676: Enter your rate here.
Note on E1682: Enter your rate here.
Note on E1695: Enter your rate here.
Note on E1701: Enter your rate here.
Note on E1707: Enter your rate here.
Note on E1713: Enter your rate here.
Note on E1726: Enter your rate here.
Note on E1732: Enter your rate here.
Note on E1738: Enter your rate here.
Note on E1744: Enter your rate here.
Note on E1757: Enter your rate here.
Note on E1763: Enter your rate here.
Note on E1769: Enter your rate here.
Note on E1771: Enter your rate here.
Note on E1777: Enter your rate here.
Note on E1779: Enter your rate here.
Note on E1785: Enter your rate here.
Note on E1787: Enter your rate here.
Note on E1793: Enter your rate here.
Note on E1795: Enter your rate here.
Note on E1801: Enter your rate here.
Note on E1807: Enter your rate here.
Note on E1820: Enter your rate here.
Note on E1826: Enter your rate here.
Note on E1832: Enter your rate here.
Note on E1838: Enter your rate here.
Note on E1844: Enter your rate here.
Note on E1846: Enter your rate here.
Note on E1859: Enter your rate here.
Note on E1861: Enter your rate here.
Note on E1863: Enter your rate here.
Note on E1869: Enter your rate here.
Note on E1871: Enter your rate here.
Note on E1877: Enter your rate here.
Note on E1883: Enter your rate here.
Note on E1885: Enter your rate here.
Note on E1887: Enter your rate here.
Note on E1893: Enter your rate here.
Note on E1906: Enter your rate here.
Note on E1912: Enter your rate here.
Note on E1918: Enter your rate here.
Note on E1924: Enter your rate here.
Note on E1926: Enter your rate here.
Note on E1928: Enter your rate here.
Note on E1934: Enter your rate here.
Note on E1940: Enter your rate here.
Note on E1942: Enter your rate here.
Note on E1948: Enter your rate here.
Note on E1950: Enter your rate here.
Note on E1963: Enter your rate here.
Note on E1965: Enter your rate here.
Note on E1967: Enter your rate here.
Note on E1969: Enter your rate here.
Note on E1971: Enter your rate here.
Note on E1973: Enter your rate here.
Note on E1975: Enter your rate here.
Note on E1977: Enter your rate here.
Note on E1979: Enter your rate here.
Note on E1981: Enter your rate here.
Note on E1983: Enter your rate here.
Note on E1985: Enter your rate here.
Note on E1987: Enter your rate here.
Note on E1989: Enter your rate here.
Note on E1995: Enter your rate here.
Note on E1997: Enter your rate here.
Note on E2010: Enter your rate here.
Note on E2016: Enter your rate here.
Note on E2018: Enter your rate here.
Note on E2020: Enter your rate here.
Note on E2033: Enter your rate here.
Note on E2039: Enter your rate here.
Note on E2041: Enter your rate here.
Note on E2047: Enter your rate here.
Note on E2060: Enter your rate here.
Note on E2062: Enter your rate here.
Note on E2075: Enter your rate here.
Note on E2077: Enter your rate here.
Note on E2079: Enter your rate here.
Note on E2081: Enter your rate here.
Note on E2083: Enter your rate here.
Note on E2089: Enter your rate here.
Note on E2091: Enter your rate here.
Note on E2093: Enter your rate here.
Note on E2095: Enter your rate here.
Note on E2097: Enter your rate here.
Note on E2103: Enter your rate here.
Note on E2109: Enter your rate here.
Note on E2122: Enter your rate here.
Note on E2128: Enter your rate here.
Note on E2130: Enter your rate here.
Note on E2136: Enter your rate here.
Note on E2138: Enter your rate here.
Note on E2144: Enter your rate here.
Note on E2150: Enter your rate here.
Note on E2156: Enter your rate here.
Note on E2158: Enter your rate here.
Note on E2160: Enter your rate here.
Note on E2162: Enter your rate here.
Note on E2164: Enter your rate here.
Note on E2166: Enter your rate here.
Note on E2168: Enter your rate here.
Note on E2170: Enter your rate here.
Note on E2172: Enter your rate here.
Note on E2174: Enter your rate here.
Note on E2187: Enter your rate here.
Note on E2189: Enter your rate here.
Note on E2191: Enter your rate here.
Note on E2193: Enter your rate here.
Note on E2199: Enter your rate here.
Note on E2201: Enter your rate here.
Note on E2207: Enter your rate here.
Note on E2213: Enter your rate here.
Note on E2215: Enter your rate here.
Note on E2228: Enter your rate here.
Note on E2230: Enter your rate here.
Note on E2232: Enter your rate here.
Note on E2234: Enter your rate here.
Note on E2240: Enter your rate here.
Note on E2253: Enter your rate here.
Note on E2255: Enter your rate here.
Note on E2257: Enter your rate here.
Note on E2259: Enter your rate here.
Note on E2261: Enter your rate here.
Note on E2267: Enter your rate here.
Note on E2280: Enter your rate here.
Note on E2293: Enter your rate here.
Note on E2295: Enter your rate here.
Note on E2308: Enter your rate here.
Note on E2314: Enter your rate here.
Note on E2320: Enter your rate here.
Note on E2322: Enter your rate here.
Note on E2328: Enter your rate here.
Note on E2334: Enter your rate here.
Note on E2340: Enter your rate here.
Note on E2346: Enter your rate here.
Note on E2348: Enter your rate here.
Note on E2354: Enter your rate here.
Note on E2367: Enter your rate here.
Note on E2369: Enter your rate here.
Note on E2375: Enter your rate here.
Note on E2377: Enter your rate here.
Note on E2379: Enter your rate here.
Note on E2381: Enter your rate here.
Note on E2394: Enter your rate here.
Note on E2396: Enter your rate here.
Note on E2398: Enter your rate here.
Note on E2400: Enter your rate here.

## SUBSTRUCTURES ADDENDUM
SUBSTRUCTURES ADDENDUM 23.01.25 | Unit | Rate
ADD
Pile Attendance
Squash Court & Sports Halls; Exc & Driver + Dumper & Driver | wks | 5850
Whitley Hall; Exc & Driver + Dumper & Driver | wks | 3750
Probing
Integrity Testing
Removal of Obstructions
Rock/Concrete/Brickwork/Tarmacadam; 150mm thick | m³ | 176.5
Filling to voids created by removal of obstructions | m³ | 45.8
WAC Testing
Based on the total volume of materials to be removed, we have allowed for 15 No samples to be collected and analysed. Depending on the volume and homogeneity of the materials to be excavated, the number of samples will increase accordingly and in line with the Environment Agency’s guidance document ‘Waste Sampling and Testing for Disposal to Landfill’ (March 2013).
WAC Testing | item | 6750
Additional Site Visits | vst | 607.5
Plinths
400x400x180 high plinths; including formwork & concrete | no. | 92.44
Electrical Conduits
250x250x200 | no. | 75
Waterproofing Incoming Service Entry | no. | 450
Holding Down Bolts
Cast in Holding down bolts; set of 4-6 inc template & Mortices; bolts by others | no. | 155.24
Grouting to stanchion bases | no. | 45
Services through Ground beams
Form sleeve in ground beams for service entries | no. | 85
Haul & Deposit Crush on Site
Haul & deposit; ne. 150m | m3 | 16.66
Crossover Works - Slough Road
Main site entrance remove 10lmtrsof granite kerb and set aside, Install concrete half kerbs with droppers excavate 20M2 of existing footpath Lay plastic membrane and lay reinforced concrete to falls.
remove granite kerb | m | 33.44
Install concrete Half Kerb | m | 58.56
EO for dropper kerbs | no. | 78.95
Excavate to reduce level; ne. 0.25m dp | m2 | 32.44
Polythene | m2 | 24.55
Mesh Reinforcement; 2 layers | m2 | 32.33
Concrete | m3 | 363
Worked finish; to falls | m2 | 2.96
NPO Weekend working | item | 1750
WHITLEY HALL - SLAB REMOVAL - Summer Works
Invesitagtion | item | 600
Breaking out reinforced concrete slab; assumed 300mm dp | m2 | 84
Disposal off-site | m3 | 63.15
Caxton House Foundation
generally | item | 5000
EO Breakout Slab for Services
Breaking out concrete slab; fives courts | m2 | 84
Disposal off-site | m3 | 63.15
OMIT
Sewer Diversion Works; completed in Enabling | item | 28452.41

## CETCO00
CLIENT: GILBERT ASH
CONTRACT: WINCHESTER COLLEGE
DATE: | 2025-06-03
REF | CETCO | UNIT | RATE
UNDERSIDE OF SLABS
| Voltex; Horizontal | m2 | 27.95
GROUNDBEAMS
| Voltex; Horizontal | m2 | 27.95
| Voltex; Vertical to sides | m2 | 31.44
WALLS/UPSTANDS
Internal Upstands/Faces
| Voltex; to slab edges ne. 1.00m high | m2 | 31.44
| Generally; Voltex; lapping & jointing | m2 | 1.55
Perimeter Upstands/ External Face
| CETBIT 300; ne. 2.00m high | m2 | 34.57
| tanking Primer; ne. 2.00mm high | m2 | 8.5
| CETBIT Medium Duty Protection Board | m2 | 12
Horizontal/Vertical Transitions
| Bentoseal Fillet | m | 15.45
| Non-Shrink Cementitious Grout fillet | m | 9.54
OTHER
Pile Heads
| Dressing to pile heads; Volseal 200 & Bentoseal fillet | no. | 45.66
Pile Caps
| Dressing to pile caps; including lapping & jointing | no. | 65.66
Penetrations/Pipe Sleeve Details
| dress & seal pipe to 110mm dia penetrations through slab including; lap & membrane | nr. | 44.56
Lift Pit
| Vertical to walls; inc. dressing to angles & junctions; all folding of corners, lapping and taping joints etc. | nr. | 1250
Warranties
| Below Ground System(BGS) Warranty | item
TOTAL

## HARDLANDSCAPING
BQ Id | Ref | Description | Unit | Rate
GROUNDWORK
D20 EXCAVATING AND FILLING
Excavating
To reduce levels
3572 | A | 1 m maximum depth | m3 | 14.99
Extra over excavation irrespective of depth for
Toxic/hazardous material; (PRICING POINT RISK ITEM
3573 | B | ) - NOT Measured in accordance with SMM7R | Item | TBC
Disposal
Below ground water level; (PRICING POINT - Ground
water level not established) - NOT Measured in
3574 | C | accordance with SMM7R | Item
3575 | D | Surface water | Item | 300
Excavated material - MJD COMMENT - CLEAN INERT
3576 | E | Off site | m3 | 46.55
Surface treatments
3577 | F | Compacting; bottoms of excavations | m2 | 1.84
PAVING / PLANTING / FENCING / SITE FURNITURE
Q10 KERBS/EDGINGS/CHANNELS/PAVING
ACCESSORIES
Kerbs; Charcon or equal and approved, ref: Eco Countryside
kerb; finish: textured; colour: Silver; open butt joints pointing
in mortar; refer to drawings ECS2-CDL-XX-XX-DR-C-50010
Rev P03 and ESC2-TLA-SSC-GF-DR-L-3015, 3016; as
Spec Q10/110A
Kerbs
125 x 150 x 915 long; laid flush; concrete foundation 300
3581 | G | x 100; haunching both sides | m | 52.19
125 x 255; bullnosed; laid 0-6mm upstand; concrete
3578 | H | foundation 300 x 100; haunching both sides | m | 52.19
125 x 255; laid 125mm upstand; concrete foundation
3583 | I | 300 x 100; haunching both sides | m | 52.19
3584 | J | Extra over for dropper kerbs | Nr | 55
|  | 22220/1 |  | To Summary £
BQ Id | Ref | Description | Unit | Rate
PAVING / PLANTING / FENCING / SITE FURNITURE
(Cont'd)
Q10 KERBS/EDGINGS/CHANNELS/PAVING
ACCESSORIES (Cont'd)
Kerbs; Clay paving soldier course; size as stated; open butt
joints pointing in mortar; refer to drawings
ESC2-TLA-SSC-GF-DR-L-3002 and 3003 Rev R02;
generally as Spec Q24/124
Kerbs
206 wide soldier course; 206 x 57 x 80mm deep; laid
3585 | A | flush; mortar beeding and haunching | m | 44.25
206 wide soldier course; 206 x 48 x 58mm deep; laid
3586 | B | flush; mortar beeding and haunching | m | 43.44
Aluminium edge restraint; Kinley or equal and approved; Ref:
Urban or simular; 150 high x 6mm thick; galvanised finish;
bedding in concrete; as drawings
ESC2-TLA-SSC-GF-DR-L-3015, 3016; as Spec Q10/140A
Edgings
3615 | C | Generally; bedding in mortar to suit levels | m | 44.53 | Where is this?
Stainless steel tree edge restraint; Kent or equal and
approved; stainless steel finish; bedding in concrete; as
drawings ESC2-TLA-SSC-GF-DR-L-3015, 3016; no Spec
Edgings
3616 | D | Generally; bedding in mortar to suit levels | m | 363.33
Q20 HARDCORE/GRANULAR/CEMENT BOUND
BASES/SUB-BASES TO ROADS/PAVINGS
6F2 capping layer; graded so that when compacted is dense
without voids; refer to engineers drawing
ECS2-CDL-XX-XX-DR-C-50010 Rev P03
Filling to make up levels
Not exceeding 250 average thick; depositing in layers
150 maximum thickness; compacting with vibrating
3587 | E | plate | m3 | 54.26
Permeable hydraulically bound 4/20 clean angular stone;
refer to engineers drawing ECS2-CDL-XX-XX-DR-C-50010
Rev P03
Filling to make up levels
Exceeding 250 average thick; depositing in layers 150
3590 | F | maximum thickness; compacting with vibrating plate | m3 | 164.66
|  | 22220/2 |  | To Summary £
BQ Id | Ref | Description | Unit | Rate
PAVING / PLANTING / FENCING / SITE FURNITURE
(Cont'd)
Q20 HARDCORE/GRANULAR/CEMENT BOUND
BASES/SUB-BASES TO ROADS/PAVINGS (Cont'd)
Not exceeding 250 average thick; filling into cellweb
3591 | A | TRP system | m3 | 164.66
3592 | B | Extra over for cellweb TRP system | m2 | 22.85
Type 1 granular sub base to clause 803 table 8/2 MCHW
volume 1 series 800; graded so that when compacted is
dense without voids; refer to engineers drawing
SHE-BWM-CY-00-DR-C-7200 Rev T1
Filling to make up levels
Over 250 average thick; depositing in layers 150
3593 | C | maximum thickness; compacting with vibrating plate | m3 | 84.46
Type 3 Granular material in accordance with series 800
Specification for Highways Works; refer to engineers drawing
ECS2-CDL-XX-XX-DR-C-50010 Rev P03
Filling to make up levels
Over 250 average thick; depositing in layers 150
3594 | D | maximum thickness; compacting with vibrating plate | m3 | 96.42
Not exceeding 250 average thick; depositing in layers
150 maximum thickness; compacting with vibrating
3595 | E | plate | m3 | 96.42
Type 3 open graded granular aggregate; refer to engineers
drawing ECS2-CDL-XX-XX-DR-C-50010 Rev P03
Filling to make up levels
Not exceeding 250 average thick; depositing in layers
150 maximum thickness; compacting with vibrating
3596 | F | plate | m3 | 96.42
Surface treatments
Compacting
3597 | G | Filling; 50mm blinding with quarry dust | m2 | 7.97
Filling; 50mm free draining aggregate as recommended
3598 | H | by paving manufacturer | m2 | 5.72
Geotextile membrane; Terram 1000 or simular
3599 | I | Generally; over 300 wide; laid to blinded hardcore | m2 | 2.84
|  | 22220/3 |  | To Summary £
BQ Id | Ref | Description | Unit | Rate
PAVING / PLANTING / FENCING / SITE FURNITURE
(Cont'd)
Q20 HARDCORE/GRANULAR/CEMENT BOUND
BASES/SUB-BASES TO ROADS/PAVINGS (Cont'd)
Impermeable membrane; Marshalls MM380 or equivalent
approved
3600 | A | Generally; over 300 wide; laid to blinded hardcore | m2 | 3.73
Q22 COATED MACADAM/ASPHALT ROADS/PAVINGS
Asphalt; laid in three layers; Surface course 30mm thick SMA
10 surf to PD 6691 Annex D 40/60; Binder Course 60mm
thick AC 20 Dense Bin to PD 6691 Annex B 40/60; Base
course 100mm thick AC 32 Base to PD 6691 Annex B 40/60;
refer to drawing ECS2-CDL-XX-XX-DR-C-50010 Rev P03
and 53001
Roads; Type 01
3601 | B | To falls and crossfalls and to slopes | m2
To falls and crossfalls and to slopes (Noted as retained
3627 | C | but there is new drainage) | m2
Asphalt; laid in two layers; Surface course 35mm thick
TARMAC UltiSuDs (10mm) Porous Asphalt surface (Supplier
to be consulted for installation requirements); Binder Course
60mm thick TARMAC UltiSuDs (20 or 3mm) Porous Asphalt
Binder; refer to drawing ECS2-CDL-XX-XX-DR-C-50010 Rev
P03 and 53001
Roads; Type 02
3602 | D | To falls and crossfalls and to slopes | m2
Q23 GRAVEL/HOGGIN ROADS/PAVINGS/WOODCHIP
Reinforced gravel, cedadrive, honeycomb structure; Long
Rake Spar Co Ltd, ref: Golden (Corn) Flint or equal and
approved; loose laid and raked to uniform thickness; colour:
Buff; 10-20mm partical size; refer to drawing
ESC2-TLA-SSC-GF-DR-L-3002, 3003 Rev R02; as spec
Q23/160
Pavings
3603 | E | 50mm thick | m2 | 22.85
Extra over for
3614 | F | Cedadrive, honeycomb structure | m2 | 22.85
|  | 22220/4 |  | To Summary £
BQ Id | Ref | Description | Unit | Rate
PAVING / PLANTING / FENCING / SITE FURNITURE
(Cont'd)
Q24 INTERLOCKING BRICK / BLOCK ROADS / PAVINGS
Paving; Permeable Clay block paving; Chelmer Valley Ltd,
ref: DF80 Drainflow; colour: Bergerac; size as stated; 6mm
wide joints, filled with course graded aggregate, angular
clean no fines; bond: 45 degree herringbone pattern; laid on
50mm free draining bedding to BS7533-13 Table A.2; as
Spec Q24/1205; refer to drawing
ECS2-TLA-SSC-GF-DR-L-3002, 3003 Rev R02; as Spec
Q24.124
Paving
206 x 48 x 58 thick; to falls or cross falls and to slopes
not exceeding 15 degrees from horizontal; to blinded
3610 | A | surfaces | m2 | 115.37
206 x 57 x 80; to falls or cross falls and to slopes not
exceeding 15 degrees from horizontal; to blinded
3604 | B | surfaces | m2 | 113.64
| MJD | Chelmer Valley; Alpha Collection; Spalding; Herringbone; on 50mm free draining bedding
206 x 48 x 58 thick; treads; 350 wide; fixing to concrete
3607 | C | steps; Special bricks with Corduroy strips/nosing | m | 63.69
3611 | D | Risers; 150 high; fixing to concrete steps | m | 250
Sunmittals as Spec Q24.2100-2108; PRICING
3612 | E | POINT | Item
Extra over for cutting paving to suit recessed
3613 | F | manhole covers | Nr | 84.56
Q25 SLAB/BRICK/BLOCK/SETT/COBBLE PAVINGS
Paving; Contractors Proposal's, ref: Blister Paving; colour:
TBC; Size: TBC; laid on 50mm sharp sand bedding; 6mm
joints; no Spec
Pavings
Generally; to falls or cross falls and to slopes not
exceeding 15 degrees from horizontal; to blinded
3608 | G | surfaces | m2 | 105.77
|  | 22220/5 |  | To Summary £
BQ Id | Ref | Description | Unit | Rate
PAVING / PLANTING / FENCING / SITE FURNITURE
(Cont'd)
Q26 SPECIAL SURFACES
Paving; Reinforced Turf; ref: Contractors Proposal's; BT1
sandy soil grown as per ABG's Advanced Turf System
details; laid on 200mm ATS400/B Mesh elements blended
with 60:40 sand:soil to manufacturers requirements; no
Spec; refer to drawing ECS2-CDL-XX-XX-DR-C-50010 Rev
P03 and 53001
Paving
To falls or cross falls and to slopes not exceeding 15
3609 | A | degrees from horizontal; to blinded surfaces | m2
Q50 SITE/STREET FURNITURE/EQUIPMENT
Benches; manufacturer: Vestre, ref: Air Bench (Vroom bench
straight end - 607-900); refer to drawings
ESC2-TLA-SSC-GF-DR-L-3002 & 3003 Rev R02; as Spec
Q50/220
Benches
Generally; 1687 wide x 440 high; Vroom Armrest to one
side; Vroom back rest; root fixing including concrete
3626 | B | base as recommended by manufacturer | Nr
Generally; 1687 wide x 440 high; curved on plan; Vroom
Armrest to one side; Vroom back rest; root fixing
including concrete base as recommended by
3625 | C | manufacturer | Nr
|  | 22220/6 |  | To Summary £
147479 | Ref | Description
| Ref | SUMMARY
22220/1
22220/2
22220/3
22220/4
22220/5
22220/6
22220/7
147479

## HL ADDENDUM
HARD LANDSCAPING ADDENDUM 23.01.25 | Unit | Rate
Mass Footings to Precast Steps
Mass footings/foundations to precast Steps; generally | no. | 750
Stainless Steel Studs to steps
Drill & Resin Holes; 25mm dp | no.
K0531 KENT STAINLESS DIRECT | no.
KENT S/STEEL WARNING STUDS FLAT TO
DOMED & GROOVED GRADE 316L

## GROUNDWATER
CLIENT: GILBERT ASH
CONTRACT: WINCHESTER COLLEGE
DATE: | 2025-06-03
REF | GROUNDWATER REMOVAL | UNIT | RATE | COMMENT
PROVISIONAL SUM
4'' DRAINAGE PUMPS; ASSOCIATED SETTLEMENT TANKS & LINES
| Supply of 4'' Drainage Pumps; Including 4'' Strainers | wks | 910
| 4'' Suction Hose; 3m Wire Armour lengths; price for 50m | wks | 265
| 4'' Discharge Hose; 25m Layflats; price for 150m | wks | 415.8
| Man in attendence (Day Time Rate only 8am-5pm Mon-Fri) | wks | 1200 | 10hr day
| Fuel for Pumps; @480L per pump per week; including all storage & handling area of Fuel | wks | 950 | 12hrs Running Only
| Supply of Settlement tanks; 1000G | wks | 214.5
| Delivery & Collection | no. | 430
No Allowance for Discharge Licences etc.
This methodology is subject to trial holes & site investigation
TOTAL

## SERVICES
BQ Id | Ref | Description | Unit | Rate
BUILDING FABRIC SUNDRIES
P30 TRENCHES/PIPEWAYS/PITS FOR BURIED
ELECTRICAL SERVICES
Grub up existing services
3568 | A | Existing Eton IT cable | m | 20
Extra over for capping existing cable pit; making
3569 | B | good | Nr | 150
3570 | C | Existing street light service | m | 20
3571 | D | Extra over for removing street light | Nr | 150
Excavating trenches; as Spec. P30
For one service
Not exceeding 200 nominal size; 1000 average depth;
3502 | E | backfilling with selected material; compacted filling | m | 28.37
For two services
Not exceeding 200 nominal size each; 1000 average
depth; backfilling with selected material; compacted
3503 | F | filling | m | 39.73
For three services
Not exceeding 200 nominal size each; 1000 average
depth; backfilling with selected material; compacted
3504 | G | filling | m | 61.01
For three services within existing building
Not exceeding 200 nominal size each; 1000 average
depth; backfilling with selected material; compacted
3551 | H | filling | m | 72.44
To expose existing live service
Not exceeding 200 nominal size each; 1000 average
depth; backfilling with selected material; compacted
3505 | I | filling | m | 84.55
Extra over irrespective of depth for
3567 | J | Excavating in close proximity to existing live services | m | 24.55
|  | Breaking out concrete | m | 80
Disposal
Surface water
3510 | K | Generally | Item | 500
|  | 21100/1 |  | To Summary £
BQ Id | Ref | Description | Unit | Rate
BUILDING FABRIC SUNDRIES (Cont'd)
P30 TRENCHES/PIPEWAYS/PITS FOR BURIED
ELECTRICAL SERVICES (Cont'd)
Concrete material; as Spec. P30
Bed and surround
400 x 300; for 1 nr services not exceeding 125 nominal
3553 | A | size | m | 29.94
600 x 300; for 3 nr services not exceeding 125 nominal
3552 | B | size within existing substructures | m | 41.33
Granular material; as Spec. P30
Bed and surround
400 x 300; for 1 nr service not exceeding 125 nominal
3511 | C | size | m | 29.94
400 x 300; for 2 nr services not exceeding 125 nominal
3512 | D | size | m | 32.44
600 x 300; for 3 nr services not exceeding 125 nominal
3513 | E | size | m | 36.77
Underground ductwork; uPVC, rubber seal joints in the
running length; as Spec. P30
Ducts
3554 | F | 90 nominal size; in trenches | m | 8.49
3555 | G | 125 nominal size; in trenches | m | 13.75
3519 | H | 150 nominal size; in trenches | m | 18.27
Extra over for
3520 | I | Bends; 125 duct | Nr | 21.54
3556 | J | Bends; 90 duct | Nr | 17.98
3557 | K | Bends; 150 duct | Nr | 38.64
Sundries
Identification tapes; as Spec. P30
3521 | L | 100 wide; five special colours for differing services | m | 0.54
Nylon drawcords
3522 | M | Generally | m | 0.54
|  | 21100/2 |  | To Summary £
BQ Id | Ref | Description | Unit | Rate
BUILDING FABRIC SUNDRIES (Cont'd)
P30 TRENCHES/PIPEWAYS/PITS FOR BURIED
ELECTRICAL SERVICES (Cont'd)
Draw pit chambers
Chamber/drawpit 1200 x 675 x 1625 deep; all necessary
excavation; disposal of excavated material off site;
earthwork support; backfilling; bedding and surrounding
with concrete; complete with access cover and frame
and 200 thick collar; all necessary fittings and
accessories; refer to drawing
3524 | A | ESC2-CDL-ZZ-XX-DR-E-40001 Rev P03 | Nr | 1614.55
3559 | B | Extra over for building over existing live services | Nr | 250
Chamber/drawpit 1800 x 675 x 1625 deep; all necessary
excavation; disposal of excavated material off site;
earthwork support; backfilling; bedding and surrounding
with concrete; complete with access cover and frame
and 200 thick collar; all necessary fittings and
accessories; refer to drawing
3558 | C | ESC2-CDL-ZZ-XX-DR-E-40001 Rev P03 | Nr | 1824.55
Breaking into existing cable pit; making good
3523 | D | Generally | Nr | 250
P30 TRENCHES/PIPEWAYS/PITS FOR BURIED
MECHANICAL SERVICES
Grub up existing services
3565 | E | Existing district heating | m | 9.5
3564 | F | Existing gas main | m | 9.5
3563 | G | Existing water main | m | 9.5
Excavating trenches; as Spec. P30
For one service
Not exceeding 200 nominal size; 1000 average depth;
backfilling above bed and surround; with excavated
3527 | H | material; compacting filling (District heating F&R 65 | m | 28.37
Not exceeding 200 nominal size; 1000 average depth;
backfilling above bed and surround; with excavated
3560 | I | material; compacting filling (GSHP) | m | 28.37
Not exceeding 200 nominal size; 1000 average depth;
backfilling above bed and surround; with excavated
3561 | J | material; compacting filling (Water main) | m | 28.37
|  | OMIT OUTSIDE SITE BOUNDARY | m | 28.37
|  | 21100/3 |  | To Summary £
BQ Id | Ref | Description | Unit | Rate
BUILDING FABRIC SUNDRIES (Cont'd)
P30 TRENCHES/PIPEWAYS/PITS FOR BURIED
MECHANICAL SERVICES (Cont'd)
For five services
Each service not exceeding 200 nominal size; 1000
average depth; backfilling above bed and surround; with
excavated material; compacting filling (25 LTHWF, 25 &
3562 | A | 50 LTHWR, 50 LTHWF) | m | 79.92
Extra over irrespective of depth for
3566 | B | Excavating in close proximity to existing live services | m | 24.55
Disposal
3529 | C | Surface water | Item | 500
Granular material; as Spec. P30
Beds and surrounds
500 x 400; for one nr services not exceeding 150
3530 | D | nominal size | m | 36.77
1000 x 400; for five nr services not exceeding 150
3533 | E | nominal size | m | 33.7
Mains water supply pipe; MDPE; as Spec. P30
Pipes
Generally; in trenches (assume supplied by Plumbing
3534 | F | sub-contractor) | m | 34.22
|  | OMIT OUTSIDE SITE BOUNDARY | m | 34.22
Extra over for
3535 | G | Bends | Nr | 100
3536 | H | Branch connection to existing live mains | Nr | 100
PE BCWS pipe; as Spec. P30
Pipes
Generally; in trenches (Pipe supplied by Sub-contractor
3543 | I | assumed) | m | 34.22
3544 | J | Bends | Nr | 100
Sundries
Identification tapes; as Spec. P30
3547 | K | 50 wide | m | 0.54
|  | 21100/4 |  | To Summary £
BQ Id | Ref | Description | Unit | Rate
BUILDING FABRIC SUNDRIES (Cont'd)
P30 TRENCHES/PIPEWAYS/PITS FOR BURIED
MECHANICAL SERVICES (Cont'd)
Stop cock chambers
3550 | A | Generally; concrete and masonry; complete | Nr | 144.38
|  | 21100/5 |  | To Summary £
162878 | Ref | Description
| Ref | SUMMARY
21100/1
21100/2
21100/3
21100/4
21100/5
21100/6
162878

## PROV SUMS
PROVISIONAL SUMS | Unit | Rate
Dewatering & Groundwater (Abstraction Licence & Discharge Licence By Others)
Wellpoints | item
EO for Disposal of Non-Hazardous Muck | m3 | 32.5
EO for Disposal of Non-Hazardous Muck | m3 | TBC
S278/Traffic Management & Licences - Common Lane - Prov Sum | item | 20000
Tree Pits - Prov Sum | item | 5000